{"text_format":"2","workbook":"xls","n_sheets":3,"sheets":["원가","집계표","내역서"],"not_rendered":{"charts":0,"images":0,"macros":1,"external_links":1,"defined_names":5,"comments":0,"pivot_tables":0},"unopened":[],"bounds":{"document_bytes":16777216,"sheet_cells":100000,"run_cost":"one","rows_first":2000,"rows_last":500,"rows_between":2000,"halvings":0,"cell_chars":16384,"cell_head_chars":4096},"cells_cut":0,"cells_raw":0,"read":"whole","date_system":"1900","formulas":"cached_only"}

{"sheet":"원가","index":0,"n_rows":33,"n_cols":11,"rows_kept":33,"cut":false,"hidden":false,"merged":[[2,0,3,2],[2,3,2,5],[2,6,2,8],[2,9,3,9],[23,0,23,2],[25,0,25,2],[26,0,26,2],[24,0,24,2],[31,0,31,2],[0,0,0,10],[7,1,9,1],[10,1,20,1],[21,1,21,2],[4,0,21,0],[4,1,6,1],[28,0,28,2],[22,0,22,2],[2,10,3,10]],"flags":["formulas_cached_only"]}
[" 공 사 원 가 계 산 서 "]
["공사명 : 안성공도 2BL 임대아파트 건설공사 (전기)"]
["구              분",null,null,"전             기",null,null,"소        방",null,null,"계","비고"]
[null,null,null,"주거부분","근린생활시설","소  계","주거부분","근린생활시설","소  계"]
["순  공  사  원  가","재 료 비","직 접 재 료 비",0,0,0,0,0,0,0]
[null,null,"작 업 부 산 물",0,0,0,0,0,0,0]
[null,null," 1.     소     계",0,0,0,0,0,0,0]
[null,"노 무 비","직 접 노 무 비",0,0,0,0,0,0,0]
[null,null,"간 접 노 무 비",0,0,0,0,0,0,0,"직접노무비*9.23%"]
[null,null," 2.     소     계",0,0,0,0,0,0,0]
[null,"경      비","가설비 공사비",0,0,0,0,0,0,0]
[null,null,"기  계  경  비",0,0,0,0,0,0,0]
[null,null,"산 재 보 험 료",0,0,0,0,0,0,0,"노무비*3.1%"]
[null,null,"고 용 보 험 료",0,0,0,0,0,0,0,"노무비*0.65%"]
[null,null,"퇴직공제부금비",0,0,0,0,0,0,0,"직접노무비*1.12%"]
[null,null,"안 전 관 리 비",0,0,0,0,0,0,0,"((재료비+직접노무비+지급자재(납품도)/1.1)*0.94%"]
[null,null,"품 질 관 리 비",0,0,0,0,0,0,0]
[null,null,"기  타  경  비",0,0,0,0,0,0,0,"(재료비+노무비)*3.42%"]
[null,null,"건 강 보 험 료",0,0,0,0,0,0,0,"직접노무비*1.25%"]
[null,null,"연 금 보 험 료",0,0,0,0,0,0,0,"직접노무비*2.41%"]
[null,null," 3.     소     계",0,0,0,0,0,0,0]
[null,"           4.     계",null,0,0,0,0,0,0,0,"재료비+노무비+경비"]
["   5. 일    반    관    리    비",null,null,0,0,0,0,0,0,0,"계*3.5%"]
["   6. 이                      윤",null,null,0,0,0,0,0,0,0,"(노무비+경비+일반관리비)*5.57%"]
["   7. 손    해    보    험    료",null,null,0,0,0,0,0,0,0]
["   8. 공     급       가      액",null,null,0,0,0,0,0,0,0,"계+일반관리비+이윤+손해보험료"]
["   9. 매          입          세",null,null,0,0,0,0,0,0,0,"(재료비)*10%"]
["  10. 부    가    가    치    세",null,null,0,0,0,0,0,0,0," 근생:공급가액*10%"]
["  11. 도      급      금      액",null,null,0,0,0,0,0,0,0]
["    12. 지  급  자  재  비(설치도)",null,null,0,0,0,0,0,0,0]
["    13. 지  급  자  재  비(납품도)",null,null,0,0,0,0,0,0,0]
["  14. 한   전    수    탁     비",null,null,47520000,0,47520000,0,0,0,47520000]
["    [    총    공    사    비    ]",null,null,0,0,0,0,0,0,0]

{"sheet":"집계표","index":1,"n_rows":231,"n_cols":14,"rows_kept":231,"cut":false,"hidden":false,"merged":[[2,6,2,7],[2,8,2,9],[2,10,2,11],[2,12,3,12],[0,0,0,12],[1,0,1,12],[2,0,3,0],[2,1,3,1],[2,2,3,2],[2,3,3,3],[2,4,2,5]],"flags":["formulas_cached_only"]}
["집   계   표"]
["[공사명]  안성공도지구 A-2BL 국민임대주택 전기공사"]
["품          명","규       격","단위","수량","재  료  비",null,"노  무  비",null,"경    비",null,"합    계",null,"비고"]
[{"$nulls":4},"단가","금액","단가","금액","단가","금액","단가","금액"]
["01  전기공사",null,null,1,{"$nulls":9},"01"]
["0101  아파트 전기공사",null,null,1,{"$nulls":9},"0101"]
["010101  201동 아파트전기공사",null,null,1,{"$nulls":9},"010101"]
["01010101  단위세대전기공사",null,null,1,{"$nulls":9},"01010101"]
["0101010101  세대전기공사 기준층 (39㎟)",null,null,51,{"$nulls":9},"0101010101"]
["0101010102  세대전기공사 기준층(49㎟ A)",null,null,26,{"$nulls":9},"0101010102"]
["01010102  전력간선공사",null,null,1,{"$nulls":9},"01010102"]
["01010103  공용부전등전열공사",null,null,1,{"$nulls":9},"01010103"]
["010102  202동 아파트전기공사",null,null,1,{"$nulls":9},"010102"]
["01010201  단위세대전기공사",null,null,1,{"$nulls":9},"01010201"]
["0101020101  세대전기공사 기준층 (39㎟)",null,null,52,{"$nulls":9},"0101020101"]
["0101020102  세대전기공사 기준층(49㎟ A)",null,null,24,{"$nulls":9},"0101020102"]
["0101020103  세대전기공사 기준층(59㎟ A)",null,null,14,{"$nulls":9},"0101020103"]
["0101020104  세대전기공사 기준층(59㎟ B)",null,null,14,{"$nulls":9},"0101020104"]
["01010202  전력간선공사",null,null,1,{"$nulls":9},"01010202"]
["01010203  공용부전등전열공사",null,null,1,{"$nulls":9},"01010203"]
["01010204  피뢰침설치공사",null,null,1,{"$nulls":9},"01010204"]
["010103  203동 아파트전기공사",null,null,1,{"$nulls":9},"010103"]
["01010301  단위세대전기공사",null,null,1,{"$nulls":9},"01010301"]
["0101030101  세대전기공사 기준층 (39㎟)",null,null,52,{"$nulls":9},"0101030101"]
["0101030102  세대전기공사 기준층(49㎟ A)",null,null,24,{"$nulls":9},"0101030102"]
["0101030103  세대전기공사 기준층(59㎟ A)",null,null,16,{"$nulls":9},"0101030103"]
["0101030104  세대전기공사 기준층(59㎟ B)",null,null,16,{"$nulls":9},"0101030104"]
["01010302  전력간선공사",null,null,1,{"$nulls":9},"01010302"]
["01010303  공용부전등전열공사",null,null,1,{"$nulls":9},"01010303"]
["010104  204동 아파트전기공사",null,null,1,{"$nulls":9},"010104"]
["01010401  단위세대전기공사",null,null,1,{"$nulls":9},"01010401"]
["0101040101  세대전기공사 기준층 (39㎟)",null,null,48,{"$nulls":9},"0101040101"]
["0101040102  세대전기공사 기준층(49㎟ A)",null,null,24,{"$nulls":9},"0101040102"]
["0101040103  세대전기공사 기준층(59㎟ A)",null,null,16,{"$nulls":9},"0101040103"]
["0101040104  세대전기공사 기준층(59㎟ B)",null,null,16,{"$nulls":9},"0101040104"]
["01010402  전력간선공사",null,null,1,{"$nulls":9},"01010402"]
["01010403  공용부전등전열공사",null,null,1,{"$nulls":9},"01010403"]
["01010404  피뢰침설치공사",null,null,1,{"$nulls":9},"01010404"]
["010105  205동 아파트전기공사",null,null,1,{"$nulls":9},"010105"]
["01010501  단위세대전기공사",null,null,1,{"$nulls":9},"01010501"]
["0101050101  세대전기공사 기준층 (39㎟)",null,null,30,{"$nulls":9},"0101050101"]
["0101050102  세대전기공사 기준층(49㎟ A)",null,null,29,{"$nulls":9},"0101050102"]
["0101050103  세대전기공사 기준층(59㎟ A)",null,null,17,{"$nulls":9},"0101050103"]
["0101050104  세대전기공사 기준층(59㎟ B)",null,null,17,{"$nulls":9},"0101050104"]
["01010502  전력간선공사",null,null,1,{"$nulls":9},"01010502"]
["01010503  공용부전등전열공사",null,null,1,{"$nulls":9},"01010503"]
["010106  206동 아파트전기공사",null,null,1,{"$nulls":9},"010106"]
["01010601  단위세대전기공사",null,null,1,{"$nulls":9},"01010601"]
["0101060101  세대전기공사 기준층 (39㎟)",null,null,32,{"$nulls":9},"0101060101"]
["0101060102  세대전기공사 기준층(49㎟ A)",null,null,59,{"$nulls":9},"0101060102"]
["0101060103  세대전기공사 기준층(49㎟ B)",null,null,14,{"$nulls":9},"0101060103"]
["01010602  전력간선공사",null,null,1,{"$nulls":9},"01010602"]
["01010603  공용부전등전열공사",null,null,1,{"$nulls":9},"01010603"]
["010107  207동 아파트전기공사",null,null,1,{"$nulls":9},"010107"]
["01010701  단위세대전기공사",null,null,1,{"$nulls":9},"01010701"]
["0101070101  세대전기공사 기준층 (39㎟)",null,null,34,{"$nulls":9},"0101070101"]
["0101070102  세대전기공사 기준층(49㎟ A)",null,null,63,{"$nulls":9},"0101070102"]
["0101070103  세대전기공사 기준층(49㎟ B)",null,null,15,{"$nulls":9},"0101070103"]
["01010702  전력간선공사",null,null,1,{"$nulls":9},"01010702"]
["01010703  공용부전등전열공사",null,null,1,{"$nulls":9},"01010703"]
["010108  208동 아파트전기공사",null,null,1,{"$nulls":9},"010108"]
["01010801  단위세대전기공사",null,null,1,{"$nulls":9},"01010801"]
["0101080101  세대전기공사 기준층 (39㎟)",null,null,66,{"$nulls":9},"0101080101"]
["0101080102  세대전기공사 기준층(49㎟ A)",null,null,40,{"$nulls":9},"0101080102"]
["0101080103  세대전기공사 기준층(49㎟ C)",null,null,22,{"$nulls":9},"0101080103"]
["01010802  전력간선공사",null,null,1,{"$nulls":9},"01010802"]
["01010803  공용부전등전열공사",null,null,1,{"$nulls":9},"01010803"]
["01010804  피뢰침설치공사",null,null,1,{"$nulls":9},"01010804"]
["010109  209동 아파트전기공사",null,null,1,{"$nulls":9},"010109"]
["01010901  단위세대전기공사",null,null,1,{"$nulls":9},"01010901"]
["0101090101  세대전기공사 기준층 (39㎟)",null,null,57,{"$nulls":9},"0101090101"]
["0101090102  세대전기공사 기준층(49㎟ A)",null,null,36,{"$nulls":9},"0101090102"]
["0101090103  세대전기공사 기준층(49㎟ C)",null,null,19,{"$nulls":9},"0101090103"]
["01010902  전력간선공사",null,null,1,{"$nulls":9},"01010902"]
["01010903  공용부전등전열공사",null,null,1,{"$nulls":9},"01010903"]
["010110  210동 아파트전기공사",null,null,1,{"$nulls":9},"010110"]
["01011001  단위세대전기공사",null,null,1,{"$nulls":9},"01011001"]
["0101100101  세대전기공사 기준층 (39㎟)",null,null,48,{"$nulls":9},"0101100101"]
["0101100102  세대전기공사 기준층(49㎟ A)",null,null,32,{"$nulls":9},"0101100102"]
["0101100103  세대전기공사 기준층(49㎟ C)",null,null,16,{"$nulls":9},"0101100103"]
["01011002  전력간선공사",null,null,1,{"$nulls":9},"01011002"]
["01011003  공용부전등전열공사",null,null,1,{"$nulls":9},"01011003"]
["0102  부대시설 전기공사",null,null,1,{"$nulls":9},"0102"]
["010201  지하주차장-#1 전기공사",null,null,1,{"$nulls":9},"010201"]
["01020101  전력간선공사",null,null,1,{"$nulls":9},"01020101"]
["01020102  동력설비공사",null,null,1,{"$nulls":9},"01020102"]
["01020103  전등설비공사",null,null,1,{"$nulls":9},"01020103"]
["01020104  전열설비공사",null,null,1,{"$nulls":9},"01020104"]
["010202  지하주차장-#2 전기공사",null,null,1,{"$nulls":9},"010202"]
["01020201  전력간선공사",null,null,1,{"$nulls":9},"01020201"]
["01020202  동력설비공사",null,null,1,{"$nulls":9},"01020202"]
["01020203  전등설비공사",null,null,1,{"$nulls":9},"01020203"]
["01020204  전열설비공사",null,null,1,{"$nulls":9},"01020204"]
["010203  지하주차장-#3 전기공사",null,null,1,{"$nulls":9},"010203"]
["01020301  전력간선공사",null,null,1,{"$nulls":9},"01020301"]
["01020302  동력설비공사",null,null,1,{"$nulls":9},"01020302"]
["01020303  전등설비공사",null,null,1,{"$nulls":9},"01020303"]
["01020304  전열설비공사",null,null,1,{"$nulls":9},"01020304"]
["010204  지하주차장-#4 전기공사",null,null,1,{"$nulls":9},"010204"]
["01020401  전력간선공사",null,null,1,{"$nulls":9},"01020401"]
["01020402  동력설비공사",null,null,1,{"$nulls":9},"01020402"]
["01020403  전등설비공사",null,null,1,{"$nulls":9},"01020403"]
["01020404  전열설비공사",null,null,1,{"$nulls":9},"01020404"]
["010205  보육시설 전기공사",null,null,1,{"$nulls":9},"010205"]
["01020501  전력간선공사",null,null,1,{"$nulls":9},"01020501"]
["01020502  전등설비공사",null,null,1,{"$nulls":9},"01020502"]
["01020503  전열설비공사",null,null,1,{"$nulls":9},"01020503"]
["010206  노인정 전기공사",null,null,1,{"$nulls":9},"010206"]
["01020601  전력간선공사",null,null,1,{"$nulls":9},"01020601"]
["01020602  전등설비공사",null,null,1,{"$nulls":9},"01020602"]
["01020603  전열설비공사",null,null,1,{"$nulls":9},"01020603"]
["010207  주민복지시설 전기공사",null,null,1,{"$nulls":9},"010207"]
["01020701  전력간선공사",null,null,1,{"$nulls":9},"01020701"]
["01020702  전등설비공사",null,null,1,{"$nulls":9},"01020702"]
["01020703  전열설비공사",null,null,1,{"$nulls":9},"01020703"]
["010208  관리실및MDF 전기공사",null,null,1,{"$nulls":9},"010208"]
["01020801  전력간선공사",null,null,1,{"$nulls":9},"01020801"]
["01020802  전등설비공사",null,null,1,{"$nulls":9},"01020802"]
["01020803  전열설비공사",null,null,1,{"$nulls":9},"01020803"]
["010209  변전실 전기공사",null,null,1,{"$nulls":9},"010209"]
["01020901  변전실전기공사",null,null,1,{"$nulls":9},"01020901"]
["01020902  전력제어설비공사",null,null,1,{"$nulls":9},"01020902"]
["010210  기계실동력설비공사",null,null,1,{"$nulls":9},"010210"]
["01021001  기계실동력설비공사",null,null,1,{"$nulls":9},"01021001"]
["010211  경비실 전기공사",null,null,1,{"$nulls":9},"010211"]
["01021101  경비실전기공사",null,null,1,{"$nulls":9},"01021101"]
["010212  옥외 전기공사",null,null,1,{"$nulls":9},"010212"]
["01021201  옥외외등설비공사",null,null,1,{"$nulls":9},"01021201"]
["01021202  옥외전력간선공사",null,null,1,{"$nulls":9},"01021202"]
["01021203  CABLE TRAY설치공사",null,null,1,{"$nulls":9},"01021203"]
["0103  근린생활시설 전기공사",null,null,1,{"$nulls":9},"0103"]
["010301  근린생활시설-#A 전기공사",null,null,1,{"$nulls":9},"010301"]
["01030101  전력간선공사",null,null,1,{"$nulls":9},"01030101"]
["01030102  전등설비공사",null,null,1,{"$nulls":9},"01030102"]
["01030103  전열설비공사",null,null,1,{"$nulls":9},"01030103"]
["010302  근린생활시설-#B 전기공사",null,null,1,{"$nulls":9},"010302"]
["01030201  전력간선공사",null,null,1,{"$nulls":9},"01030201"]
["01030202  전등설비공사",null,null,1,{"$nulls":9},"01030202"]
["01030203  전열설비공사",null,null,1,{"$nulls":9},"01030203"]
["02  소방공사",null,null,1,{"$nulls":9},"02"]
["0201  아파트 소방공사",null,null,1,{"$nulls":9},"0201"]
["020101  201동 아파트소방공사",null,null,1,{"$nulls":9},"020101"]
["02010101  소방설비공사",null,null,1,{"$nulls":9},"02010101"]
["02010102  방송설비공사",null,null,1,{"$nulls":9},"02010102"]
["020102  202동 아파트소방공사",null,null,1,{"$nulls":9},"020102"]
["02010201  소방설비공사",null,null,1,{"$nulls":9},"02010201"]
["02010202  방송설비공사",null,null,1,{"$nulls":9},"02010202"]
["020103  203동 아파트소방공사",null,null,1,{"$nulls":9},"020103"]
["02010301  소방설비공사",null,null,1,{"$nulls":9},"02010301"]
["02010302  방송설비공사",null,null,1,{"$nulls":9},"02010302"]
["020104  204동 아파트소방공사",null,null,1,{"$nulls":9},"020104"]
["02010401  소방설비공사",null,null,1,{"$nulls":9},"02010401"]
["02010402  방송설비공사",null,null,1,{"$nulls":9},"02010402"]
["020105  205동 아파트소방공사",null,null,1,{"$nulls":9},"020105"]
["02010501  소방설비공사",null,null,1,{"$nulls":9},"02010501"]
["02010502  방송설비공사",null,null,1,{"$nulls":9},"02010502"]
["020106  206동 아파트소방공사",null,null,1,{"$nulls":9},"020106"]
["02010601  소방설비공사",null,null,1,{"$nulls":9},"02010601"]
["02010602  방송설비공사",null,null,1,{"$nulls":9},"02010602"]
["020107  207동 아파트소방공사",null,null,1,{"$nulls":9},"020107"]
["02010701  소방설비공사",null,null,1,{"$nulls":9},"02010701"]
["02010702  방송설비공사",null,null,1,{"$nulls":9},"02010702"]
["020108  208동 아파트소방공사",null,null,1,{"$nulls":9},"020108"]
["02010801  소방설비공사",null,null,1,{"$nulls":9},"02010801"]
["02010802  방송설비공사",null,null,1,{"$nulls":9},"02010802"]
["020109  209동 아파트소방공사",null,null,1,{"$nulls":9},"020109"]
["02010901  소방설비공사",null,null,1,{"$nulls":9},"02010901"]
["02010902  방송설비공사",null,null,1,{"$nulls":9},"02010902"]
["020110  210동 아파트소방공사",null,null,1,{"$nulls":9},"020110"]
["02011001  소방설비공사",null,null,1,{"$nulls":9},"02011001"]
["02011002  방송설비공사",null,null,1,{"$nulls":9},"02011002"]
["0202  부대시설 소방공사",null,null,1,{"$nulls":9},"0202"]
["020201  지하주차장-#1 소방공사",null,null,1,{"$nulls":9},"020201"]
["02020101  소방설비공사",null,null,1,{"$nulls":9},"02020101"]
["02020102  방송설비공사",null,null,1,{"$nulls":9},"02020102"]
["020202  지하주차장-#2 소방공사",null,null,1,{"$nulls":9},"020202"]
["02020201  소방설비공사",null,null,1,{"$nulls":9},"02020201"]
["02020202  방송설비공사",null,null,1,{"$nulls":9},"02020202"]
["020203  지하주차장-#3 소방공사",null,null,1,{"$nulls":9},"020203"]
["02020301  소방설비공사",null,null,1,{"$nulls":9},"02020301"]
["02020302  무선통신보조설비공사",null,null,1,{"$nulls":9},"02020302"]
["02020303  방송설비공사",null,null,1,{"$nulls":9},"02020303"]
["020204  지하주차장-#4 소방공사",null,null,1,{"$nulls":9},"020204"]
["02020401  소방설비공사",null,null,1,{"$nulls":9},"02020401"]
["02020402  무선통신보조설비공사",null,null,1,{"$nulls":9},"02020402"]
["02020403  방송설비공사",null,null,1,{"$nulls":9},"02020403"]
["020205  보육시설 소방공사",null,null,1,{"$nulls":9},"020205"]
["02020501  소방설비공사",null,null,1,{"$nulls":9},"02020501"]
["02020502  방송설비공사",null,null,1,{"$nulls":9},"02020502"]
["020206  노인정 소방공사",null,null,1,{"$nulls":9},"020206"]
["02020601  소방설비공사",null,null,1,{"$nulls":9},"02020601"]
["02020602  방송설비공사",null,null,1,{"$nulls":9},"02020602"]
["020207  주민복지시설 소방공사",null,null,1,{"$nulls":9},"020207"]
["02020701  소방설비공사",null,null,1,{"$nulls":9},"02020701"]
["02020702  방송설비공사",null,null,1,{"$nulls":9},"02020702"]
["020208  관리실및MDF 소방공사",null,null,1,{"$nulls":9},"020208"]
["02020801  소방설비공사",null,null,1,{"$nulls":9},"02020801"]
["02020802  방송설비공사",null,null,1,{"$nulls":9},"02020802"]
["020209  옥외 소방공사",null,null,1,{"$nulls":9},"020209"]
["02020901  옥외소방간선공사",null,null,1,{"$nulls":9},"02020901"]
["02020902  옥외방송간선공사",null,null,1,{"$nulls":9},"02020902"]
["02020903  옥외방송설비공사",null,null,1,{"$nulls":9},"02020903"]
["0203  근린생활시설 소방공사",null,null,1,{"$nulls":9},"0203"]
["020301  근린생활시설-#A 소방공사",null,null,1,{"$nulls":9},"020301"]
["02030101  방송설비공사",null,null,1,{"$nulls":9},"02030101"]
["020302  근린생활시설-#B 소방공사",null,null,1,{"$nulls":9},"020302"]
["02030201  방송설비공사",null,null,1,{"$nulls":9},"02030201"]
{"$rows_empty":21}
["[ 합                  계 ]"]
["End Of File(Ver 6.0)"]
["마지막열은 지우지 마시오"]

{"sheet":"내역서","index":2,"n_rows":5959,"n_cols":20,"rows_kept":5959,"cut":false,"hidden":false,"merged":[[1,8,1,9],[1,10,1,11],[1,12,1,13],[1,14,2,14],[0,2,0,14],[1,0,2,0],[1,1,2,1],[1,2,2,2],[1,3,2,3],[1,4,2,4],[1,5,2,5],[1,6,1,7]],"flags":["formulas_cached_only"]}
[null,null,"[공사명]  안성공도지구 A-2BL 국민임대주택 전기공사"]
["공종","코드","품          명","규       격","단위","수량","재  료  비",null,"노  무  비",null,"경    비",null,"합    계",null,"비고"]
[{"$nulls":6},"단가","금액","단가","금액","단가","금액","단가","금액"]
[null,null,"0101010101  세대전기공사 기준층 (39㎟)"]
["0101010101","5695EA04160","합성수지가요전선관","CD 16MM","M",93.2,{"$nulls":8},"",null,null,0,0,0]
["0101010101","5695EA11010","PVC박스 신설","HI SW박스 1G","개",10,{"$nulls":8},"",null,null,0,0,0]
["0101010101","5695EA11011","PVC박스 신설","HI SW박스 2G","개",11,{"$nulls":8},"",null,null,0,0,0]
["0101010101","5695EA11012","PVC박스 신설","HI 콘크리트4각 75","개",2,{"$nulls":8},"",null,null,0,0,0]
["0101010101","5695EA11013","PVC박스 신설","HI 콘크리트8각 75","개",6,{"$nulls":8},"",null,null,0,0,0]
["0101010101","5695EA12013","연결박스","","개",18,{"$nulls":8},"",null,null,0,0,0]
["0101010101","59754857276","박스지지금구","1구용(세대분전반용)","개",1,{"$nulls":8},"",null,null,0,0,0]
["0101010101","59754857277","박스지지금구","1구용(세대단자함용)","개",1,{"$nulls":8},"",null,null,0,0,0]
["0101010101","59754857278","박스지지금구","1구용","개",19,{"$nulls":8},"",null,null,0,0,0]
["0101010101","59754857279","박스지지금구","2구용","개",1,{"$nulls":8},"",null,null,0,0,0]
["0101010101","59754857280","박스지지금구","3구용","개",2,{"$nulls":8},"",null,null,0,0,0]
["0101010101","5695EB02011","관내배선","HIV 1.6mm","M",80,{"$nulls":8},"",null,null,0,0,0]
["0101010101","5695EB02012","관내배선","HIV 2.0mm","M",147.8,{"$nulls":8},"",null,null,0,0,0]
["0101010101","5695EB03070","관내배선","GV 1.6mm","M",10,{"$nulls":8},"",null,null,0,0,0]
["0101010101","5695EB03071","관내배선","GV 2.0mm","M",73.9,{"$nulls":8},"",null,null,0,0,0]
["0101010101","59400247001","와이어콘넥터","3.5 ㎟ x 2가닥","개",24,{"$nulls":8},"",null,null,0,0,0]
["0101010101","5695ED01110","콘센트신설","매입접지극부 1구 15A250V","개",6,{"$nulls":8},"",null,null,0,0,0]
["0101010101","5695ED01111","콘센트신설","매입접지극부 2구 15A250V","개",8,{"$nulls":8},"",null,null,0,0,0]
["0101010101","5695ED01112","콘센트신설","매입접지극부 4구 15A250V","개",1,{"$nulls":8},"",null,null,0,0,0]
["0101010101","5695ED01114","콘센트신설(방우콘센트)","매입접지극부 2구 15A250V","개",1,{"$nulls":8},"",null,null,0,0,0]
["0101010101","5695ED01117","콘센트신설(가로형)","매입접지극부 2구 15A250V","개",1,{"$nulls":8},"",null,null,0,0,0]
["0101010101","5695ED01118","콘센트신설(가로형방우콘센트)","매입접지극부 2구 15A250V","개",1,{"$nulls":8},"",null,null,0,0,0]
["0101010101","5695ED09019","와이드램프스위치신설(90MM)","매입대각형 1P","개",1,{"$nulls":8},"",null,null,0,0,0]
["0101010101","5695ED09020","와이드램프스위치신설(90MM)","매입대각형 2연용 1P","개",2,{"$nulls":8},"",null,null,0,0,0]
["0101010101","5695ED09021","와이드램프스위치신설(90MM)","매입대각형 3연용 1P","개",1,{"$nulls":8},"",null,null,0,0,0]
["0101010101","5695EZ20010","석고보드따기","전기","개소",19,{"$nulls":8},"",null,null,0,0,0]
["0101010101","56950280010","등기구보강","M바 표준형","SET",3,{"$nulls":8},"",null,null,0,0,0]
["0101010101","5695EZ90001","거실등","GES-00D","SET",1,{"$nulls":8},"",null,null,0,0,0]
["0101010101","5695EZ90003","침실등","CHS-00B","SET",1,{"$nulls":8},"",null,null,0,0,0]
["0101010101","5695EZ90004","현관등","HYS-00B","SET",1,{"$nulls":8},"",null,null,0,0,0]
["0101010101","5695EZ90005","욕실등","HWJ-01B","SET",1,{"$nulls":8},"",null,null,0,0,0]
["0101010101","5695EZ90006","발코니등","BKC-01B","SET",1,{"$nulls":8},"",null,null,0,0,0]
["0101010101","5695EZ90007","주방등","JBI-01A","SET",1,{"$nulls":8},"",null,null,0,0,0]
["0101010101","5695EZ90008","식탁등","SIT-01A","SET",1,{"$nulls":8},"",null,null,0,0,0]
["0101010101","5695EZ90050","세대분전반","MAIN:2P 50AF,분기:2P 30AFx4","면",1,{"$nulls":8},"",null,null,0,0,0]
{"$rows_empty":15}
[null,null,"[ 합           계 ]"]
[null,null,"0101010102  세대전기공사 기준층(49㎟ A)"]
["0101010102","5695EA04160","합성수지가요전선관","CD 16MM","M",103.6,{"$nulls":8},"",null,null,0,0,0]
["0101010102","5695EA04161","합성수지가요전선관","CD 22MM","M",2.1,{"$nulls":8},"",null,null,0,0,0]
["0101010102","5695EA11010","PVC박스 신설","HI SW박스 1G","개",9,{"$nulls":8},"",null,null,0,0,0]
["0101010102","5695EA11011","PVC박스 신설","HI SW박스 2G","개",14,{"$nulls":8},"",null,null,0,0,0]
["0101010102","5695EA11012","PVC박스 신설","HI 콘크리트4각 75","개",3,{"$nulls":8},"",null,null,0,0,0]
["0101010102","5695EA11013","PVC박스 신설","HI 콘크리트8각 75","개",11,{"$nulls":8},"",null,null,0,0,0]
["0101010102","5695EA12013","연결박스","","개",22,{"$nulls":8},"",null,null,0,0,0]
["0101010102","59754857276","박스지지금구","1구용(세대분전반용)","개",1,{"$nulls":8},"",null,null,0,0,0]
["0101010102","59754857277","박스지지금구","1구용(세대단자함용)","개",1,{"$nulls":8},"",null,null,0,0,0]
["0101010102","59754857278","박스지지금구","1구용","개",20,{"$nulls":8},"",null,null,0,0,0]
["0101010102","59754857280","박스지지금구","3구용","개",4,{"$nulls":8},"",null,null,0,0,0]
["0101010102","5695EB02011","관내배선","HIV 1.6mm","M",137.4,{"$nulls":8},"",null,null,0,0,0]
["0101010102","5695EB02012","관내배선","HIV 2.0mm","M",139.8,{"$nulls":8},"",null,null,0,0,0]
["0101010102","5695EB03070","관내배선","GV 1.6mm","M",9.2,{"$nulls":8},"",null,null,0,0,0]
["0101010102","5695EB03071","관내배선","GV 2.0mm","M",69.9,{"$nulls":8},"",null,null,0,0,0]
["0101010102","59400247001","와이어콘넥터","3.5 ㎟ x 2가닥","개",42,{"$nulls":8},"",null,null,0,0,0]
["0101010102","5695ED01110","콘센트신설","매입접지극부 1구 15A250V","개",6,{"$nulls":8},"",null,null,0,0,0]
["0101010102","5695ED01111","콘센트신설","매입접지극부 2구 15A250V","개",9,{"$nulls":8},"",null,null,0,0,0]
["0101010102","5695ED01112","콘센트신설","매입접지극부 4구 15A250V","개",1,{"$nulls":8},"",null,null,0,0,0]
["0101010102","5695ED01114","콘센트신설(방우콘센트)","매입접지극부 2구 15A250V","개",1,{"$nulls":8},"",null,null,0,0,0]
["0101010102","5695ED01117","콘센트신설(가로형)","매입접지극부 2구 15A250V","개",1,{"$nulls":8},"",null,null,0,0,0]
["0101010102","5695ED01118","콘센트신설(가로형방우콘센트)","매입접지극부 2구 15A250V","개",1,{"$nulls":8},"",null,null,0,0,0]
["0101010102","5695ED09019","와이드램프스위치신설(90MM)","매입대각형 1P","개",2,{"$nulls":8},"",null,null,0,0,0]
["0101010102","5695ED09020","와이드램프스위치신설(90MM)","매입대각형 2연용 1P","개",1,{"$nulls":8},"",null,null,0,0,0]
["0101010102","5695ED09021","와이드램프스위치신설(90MM)","매입대각형 3연용 1P","개",2,{"$nulls":8},"",null,null,0,0,0]
["0101010102","5695EZ20010","석고보드따기","전기","개소",25,{"$nulls":8},"",null,null,0,0,0]
["0101010102","56950280010","등기구보강","M바 표준형","SET",4,{"$nulls":8},"",null,null,0,0,0]
["0101010102","5695EZ90001","거실등","GES-00D","SET",1,{"$nulls":8},"",null,null,0,0,0]
["0101010102","5695EZ90002","안방등","CHL-00B","SET",1,{"$nulls":8},"",null,null,0,0,0]
["0101010102","5695EZ90003","침실등","CHS-00B","SET",1,{"$nulls":8},"",null,null,0,0,0]
["0101010102","5695EZ90004","현관등","HYS-00B","SET",1,{"$nulls":8},"",null,null,0,0,0]
["0101010102","5695EZ90005","욕실등","HWJ-01B","SET",1,{"$nulls":8},"",null,null,0,0,0]
["0101010102","5695EZ90006","발코니등","BKC-01B","SET",4,{"$nulls":8},"",null,null,0,0,0]
["0101010102","5695EZ90007","주방등","JBI-01A","SET",1,{"$nulls":8},"",null,null,0,0,0]
["0101010102","5695EZ90008","식탁등","SIT-01A","SET",1,{"$nulls":8},"",null,null,0,0,0]
["0101010102","5695EZ90009","복도등","HAL-00B","SET",2,{"$nulls":8},"",null,null,0,0,0]
["0101010102","5695EZ90050","세대분전반","MAIN:2P 50AF,분기:2P 30AFx4","면",1,{"$nulls":8},"",null,null,0,0,0]
{"$rows_empty":13}
[null,null,"[ 합           계 ]"]
[null,null,"01010102  전력간선공사"]
["01010102","5695EA01141","PVC PIPE 배관","HI 16MM","M",26.1,{"$nulls":8},""]
["01010102","5695EA01143","PVC PIPE 배관","HI 28MM","M",10.4,{"$nulls":8},""]
["01010102","5695EA02163","강제전선관배관","아연도 36MM","M",42.8,{"$nulls":8},""]
["01010102","5695EA02164","강제전선관배관","아연도 42MM","M",5.4,{"$nulls":8},""]
["01010102","5695EA02165","강제전선관배관","아연도 54MM","M",43.4,{"$nulls":8},""]
["01010102","5695EA02166","강제전선관배관","아연도 70MM","M",1.8,{"$nulls":8},""]
["01010102","5695EA02167","강제전선관배관","아연도 82MM","M",1.8,{"$nulls":8},""]
["01010102","5695EA04160","합성수지가요전선관","CD 16MM","M",755.2,{"$nulls":8},""]
["01010102","59759017064","강재전선관용 부품","노말밴드, 아연도 54 mm","개",4,{"$nulls":8},""]
["01010102","59759017065","강재전선관용 부품","노말밴드, 아연도 70 mm","개",1,{"$nulls":8},""]
["01010102","59759017066","강재전선관용 부품","노말밴드, 아연도 82 mm","개",1,{"$nulls":8},""]
["01010102","CSES0020004","경질비닐전선관용 부품","노말밴드,HI 28C","EA",4,{"$nulls":8},""]
["01010102","59759017054","강재전선관용 부품","파이프크램프, 36 C","개",32,{"$nulls":8},""]
["01010102","59759017055","강재전선관용 부품","파이프크램프, 42 C","개",4,{"$nulls":8},""]
["01010102","59759017056","강재전선관용 부품","파이프크램프, 54 C","개",31,{"$nulls":8},""]
["01010102","59759017057","강재전선관용 부품","파이프크램프, 70 C","개",2,{"$nulls":8},""]
["01010102","59759017058","강재전선관용 부품","파이프크램프, 82 C","개",2,{"$nulls":8},""]
["01010102","5695EH01741","PULL BOX","250x250x100","개",1,{"$nulls":8},""]
["01010102","5695EH01714","PULL BOX","300x300x200","개",1,{"$nulls":8},""]
["01010102","5695EB02030","관내배선","HIV 2.0㎟","M",37.8,{"$nulls":8},""]
["01010102","5695EB02014","관내배선","HIV 5.5㎟","M",1664.4,{"$nulls":8},""]
["01010102","5695EB02015","관내배선","HIV 8㎟","M",57.6,{"$nulls":8},""]
["01010102","5695EB02017","관내배선","HIV 22㎟","M",157.6,{"$nulls":8},""]
["01010102","5695EB02018","관내배선","HIV 38㎟","M",250.6,{"$nulls":8},""]
["01010102","5695EB03071","관내배선","GV 2.0mm","M",12.6,{"$nulls":8},""]
["01010102","5695EB03075","관내배선","GV 2.0㎟","M",832.2,{"$nulls":8},""]
["01010102","5695EB03080","관내배선","GV 5.5㎟","M",14.4,{"$nulls":8},""]
["01010102","5695EB03081","관내배선","GV 8㎟","M",39.4,{"$nulls":8},""]
["01010102","5695EB03082","관내배선","GV 14㎟","M",90.7,{"$nulls":8},""]
["01010102","5695EZ02012","접지","E3","개소",1,{"$nulls":8},""]
["01010102","59751777102","접지첨가제","접지저항저감제,아스판,10 Kg","개",1,{"$nulls":8},""]
["01010102","5695EQ31012","단말처리(압착터미날포함)","14MM2","조",26,{"$nulls":8},""]
["01010102","5695EQ31013","단말처리(압착터미날포함)","22MM2","조",8,{"$nulls":8},""]
["01010102","5695EQ31014","단말처리(압착터미날포함)","38MM2","조",92,{"$nulls":8},""]
["01010102","5695N020080","세대계량기반(5세대용)","900W*500H*160D(옥내)","면",1,{"$nulls":8},"",null,null,0,0,0]
["01010102","5695N020081","세대계량기반(6세대용)","650W*900H*160D(옥내)","면",12,{"$nulls":8},"",null,null,0,0,0]
["01010102","59754857285","보강철물","계량기함","개",13,{"$nulls":8},""]
["01010102","56950240050","관로구방수","D50","개소",1,{"$nulls":8},""]
["01010102","56950140300","파이프지지대"," W300","개소",1,{"$nulls":8},""]
["01010102","5695CSE1098","파이프지지","W 50","개소",8,{"$nulls":8},""]
["01010102","5695CSE1099","파이프지지","W 100","개소",29,{"$nulls":8},""]
["01010102","5695CSE1101","파이프지지","W 200","개소",14,{"$nulls":8},""]
["01010102","5695CSE1104","파이프지지","W 500","개소",1,{"$nulls":8},""]
["01010102","5695N020010","LM/LEM(201동)","900W*2350H*600D(옥내)","면",1,{"$nulls":8},""]
["01010102","5695N020011","LP-1A(201동)","750W*1000H*200D(옥내)","면",1,{"$nulls":8},""]
["01010102","5695N020012","LP-2A(201동)","600W*600H*180D(옥내)","면",1,{"$nulls":8},""]
["01010102","5695N020101","배수펌프조작반","500Wx500Hx200D(옥내)","면",1,{"$nulls":8},""]
[]
[]
[]
[null,null,"[ 합           계 ]"]
[null,null,"01010103  공용부전등전열공사"]
["01010103","5695EA01141","PVC PIPE 배관","HI 16MM","M",279.7,{"$nulls":8},"",null,null,0,0,0]
["01010103","5695EA02160","강제전선관배관","아연도 16MM","M",9.4,{"$nulls":8},""]
["01010103","5695EA04160","합성수지가요전선관","CD 16MM","M",560.1,{"$nulls":8},"",null,null,0,0,0]
["01010103","5695EA04161","합성수지가요전선관","CD 22MM","M",11.4,{"$nulls":8},""]
["01010103","5695EA05169","후렉시블전선관","16MM(방수형)","M",4,{"$nulls":8},""]
["01010103","59753017063","1종가요관 부속품","박스커넥터-비닐, 16mm 방수","개",4,{"$nulls":8},""]
["01010103","59759017051","강재전선관용 부품","파이프크램프, 16 C","개",2,{"$nulls":8},""]
["01010103","5695EA11010","PVC박스 신설","HI SW박스 1G","개",13,{"$nulls":8},""]
["01010103","5695EA11011","PVC박스 신설","HI SW박스 2G","개",51,{"$nulls":8},""]
["01010103","5695EA11012","PVC박스 신설","HI 콘크리트4각 75","개",3,{"$nulls":8},""]
["01010103","5695EA11013","PVC박스 신설","HI 콘크리트8각 75","개",104,{"$nulls":8},""]
["01010103","5695EH01700","PULL BOX","150x150x100","개",1,{"$nulls":8},""]
["01010103","5695EB02011","관내배선","HIV 1.6mm","M",1805.7,{"$nulls":8},""]
["01010103","5695EB02012","관내배선","HIV 2.0mm","M",567.6,{"$nulls":8},""]
["01010103","5695EB02030","관내배선","HIV 2.0㎟","M",23.1,{"$nulls":8},"",null,null,0,0,0]
["01010103","5695EB03071","관내배선","GV 2.0mm","M",291.5,{"$nulls":8},"",null,null,0,0,0]
["01010103","5695EC12035","제어용케이블신설","CVV 1.6mm x3C","M",7.7,{"$nulls":8},""]
["01010103","59400247001","와이어콘넥터","3.5 ㎟ x 2가닥","개",321,{"$nulls":8},""]
["01010103","5695ED09010","와이드스위치신설(90MM)","매입대각형 1P","개",4,{"$nulls":8},""]
["01010103","5695ED09011","와이드스위치신설(90MM)","매입대각형 2연용 1P","개",1,{"$nulls":8},""]
["01010103","5695ED09018","와이드스위치신설(90MM)","매입대각형 3로 1P","개",2,{"$nulls":8},""]
["01010103","5695ED01110","콘센트신설","매입접지극부 1구 15A250V","개",26,{"$nulls":8},""]
["01010103","5695ED01111","콘센트신설","매입접지극부 2구 15A250V","개",31,{"$nulls":8},""]
["01010103","5695ED01116","콘센트신설","노출접지극부 2구 15A250V","개",7,{"$nulls":8},""]
["01010103","56950140100","파이프지지대"," W100","개소",1,{"$nulls":8},""]
["01010103","56950180001","동력배관지지가대","모타배관지지","개소",1,{"$nulls":8},""]
["01010103","5695EZ90022","센서등(E)","IL 60W","SET",84,{"$nulls":8},""]
["01010103","5695EZ90024","직부등(G)","IL 60W","SET",3,{"$nulls":8},""]
["01010103","5695EZ90029","갓등 P.P(J1)","FL 20W x2","SET",2,{"$nulls":8},""]
["01010103","5695EZ90031","직부등(L)","EL 20W","SET",18,{"$nulls":8},""]
{"$rows_empty":20}
[null,null,"[ 합           계 ]"]
[null,null,"0101020101  세대전기공사 기준층 (39㎟)"]
["0101020101","5695EA04160","합성수지가요전선관","CD 16MM","M",93.2,{"$nulls":8},"",null,null,0,0,0]
["0101020101","5695EA11010","PVC박스 신설","HI SW박스 1G","개",10,{"$nulls":8},"",null,null,0,0,0]
["0101020101","5695EA11011","PVC박스 신설","HI SW박스 2G","개",11,{"$nulls":8},"",null,null,0,0,0]
["0101020101","5695EA11012","PVC박스 신설","HI 콘크리트4각 75","개",2,{"$nulls":8},"",null,null,0,0,0]
["0101020101","5695EA11013","PVC박스 신설","HI 콘크리트8각 75","개",6,{"$nulls":8},"",null,null,0,0,0]
["0101020101","5695EA12013","연결박스","","개",18,{"$nulls":8},"",null,null,0,0,0]
["0101020101","59754857276","박스지지금구","1구용(세대분전반용)","개",1,{"$nulls":8},"",null,null,0,0,0]
["0101020101","59754857277","박스지지금구","1구용(세대단자함용)","개",1,{"$nulls":8},"",null,null,0,0,0]
["0101020101","59754857278","박스지지금구","1구용","개",19,{"$nulls":8},"",null,null,0,0,0]
["0101020101","59754857279","박스지지금구","2구용","개",1,{"$nulls":8},"",null,null,0,0,0]
["0101020101","59754857280","박스지지금구","3구용","개",2,{"$nulls":8},"",null,null,0,0,0]
["0101020101","5695EB02011","관내배선","HIV 1.6mm","M",80,{"$nulls":8},"",null,null,0,0,0]
["0101020101","5695EB02012","관내배선","HIV 2.0mm","M",147.8,{"$nulls":8},"",null,null,0,0,0]
["0101020101","5695EB03070","관내배선","GV 1.6mm","M",10,{"$nulls":8},"",null,null,0,0,0]
["0101020101","5695EB03071","관내배선","GV 2.0mm","M",73.9,{"$nulls":8},"",null,null,0,0,0]
["0101020101","59400247001","와이어콘넥터","3.5 ㎟ x 2가닥","개",24,{"$nulls":8},"",null,null,0,0,0]
["0101020101","5695ED01110","콘센트신설","매입접지극부 1구 15A250V","개",6,{"$nulls":8},"",null,null,0,0,0]
["0101020101","5695ED01111","콘센트신설","매입접지극부 2구 15A250V","개",8,{"$nulls":8},"",null,null,0,0,0]
["0101020101","5695ED01112","콘센트신설","매입접지극부 4구 15A250V","개",1,{"$nulls":8},"",null,null,0,0,0]
["0101020101","5695ED01114","콘센트신설(방우콘센트)","매입접지극부 2구 15A250V","개",1,{"$nulls":8},"",null,null,0,0,0]
["0101020101","5695ED01117","콘센트신설(가로형)","매입접지극부 2구 15A250V","개",1,{"$nulls":8},"",null,null,0,0,0]
["0101020101","5695ED01118","콘센트신설(가로형방우콘센트)","매입접지극부 2구 15A250V","개",1,{"$nulls":8},"",null,null,0,0,0]
["0101020101","5695ED09019","와이드램프스위치신설(90MM)","매입대각형 1P","개",1,{"$nulls":8},"",null,null,0,0,0]
["0101020101","5695ED09020","와이드램프스위치신설(90MM)","매입대각형 2연용 1P","개",2,{"$nulls":8},"",null,null,0,0,0]
["0101020101","5695ED09021","와이드램프스위치신설(90MM)","매입대각형 3연용 1P","개",1,{"$nulls":8},"",null,null,0,0,0]
["0101020101","5695EZ20010","석고보드따기","전기","개소",19,{"$nulls":8},"",null,null,0,0,0]
["0101020101","56950280010","등기구보강","M바 표준형","SET",3,{"$nulls":8},"",null,null,0,0,0]
["0101020101","5695EZ90001","거실등","GES-00D","SET",1,{"$nulls":8},"",null,null,0,0,0]
["0101020101","5695EZ90003","침실등","CHS-00B","SET",1,{"$nulls":8},"",null,null,0,0,0]
["0101020101","5695EZ90004","현관등","HYS-00B","SET",1,{"$nulls":8},"",null,null,0,0,0]
["0101020101","5695EZ90005","욕실등","HWJ-01B","SET",1,{"$nulls":8},"",null,null,0,0,0]
["0101020101","5695EZ90006","발코니등","BKC-01B","SET",1,{"$nulls":8},"",null,null,0,0,0]
["0101020101","5695EZ90007","주방등","JBI-01A","SET",1,{"$nulls":8},"",null,null,0,0,0]
["0101020101","5695EZ90008","식탁등","SIT-01A","SET",1,{"$nulls":8},"",null,null,0,0,0]
["0101020101","5695EZ90050","세대분전반","MAIN:2P 50AF,분기:2P 30AFx4","면",1,{"$nulls":8},"",null,null,0,0,0]
{"$rows_empty":15}
[null,null,"[ 합           계 ]"]
[null,null,"0101020102  세대전기공사 기준층(49㎟ A)"]
["0101020102","5695EA04160","합성수지가요전선관","CD 16MM","M",103.6,{"$nulls":8},"",null,null,0,0,0]
["0101020102","5695EA04161","합성수지가요전선관","CD 22MM","M",2.1,{"$nulls":8},"",null,null,0,0,0]
["0101020102","5695EA11010","PVC박스 신설","HI SW박스 1G","개",9,{"$nulls":8},"",null,null,0,0,0]
["0101020102","5695EA11011","PVC박스 신설","HI SW박스 2G","개",14,{"$nulls":8},"",null,null,0,0,0]
["0101020102","5695EA11012","PVC박스 신설","HI 콘크리트4각 75","개",3,{"$nulls":8},"",null,null,0,0,0]
["0101020102","5695EA11013","PVC박스 신설","HI 콘크리트8각 75","개",11,{"$nulls":8},"",null,null,0,0,0]
["0101020102","5695EA12013","연결박스","","개",22,{"$nulls":8},"",null,null,0,0,0]
["0101020102","59754857276","박스지지금구","1구용(세대분전반용)","개",1,{"$nulls":8},"",null,null,0,0,0]
["0101020102","59754857277","박스지지금구","1구용(세대단자함용)","개",1,{"$nulls":8},"",null,null,0,0,0]
["0101020102","59754857278","박스지지금구","1구용","개",20,{"$nulls":8},"",null,null,0,0,0]
["0101020102","59754857280","박스지지금구","3구용","개",4,{"$nulls":8},"",null,null,0,0,0]
["0101020102","5695EB02011","관내배선","HIV 1.6mm","M",137.4,{"$nulls":8},"",null,null,0,0,0]
["0101020102","5695EB02012","관내배선","HIV 2.0mm","M",139.8,{"$nulls":8},"",null,null,0,0,0]
["0101020102","5695EB03070","관내배선","GV 1.6mm","M",9.2,{"$nulls":8},"",null,null,0,0,0]
["0101020102","5695EB03071","관내배선","GV 2.0mm","M",69.9,{"$nulls":8},"",null,null,0,0,0]
["0101020102","59400247001","와이어콘넥터","3.5 ㎟ x 2가닥","개",42,{"$nulls":8},"",null,null,0,0,0]
["0101020102","5695ED01110","콘센트신설","매입접지극부 1구 15A250V","개",6,{"$nulls":8},"",null,null,0,0,0]
["0101020102","5695ED01111","콘센트신설","매입접지극부 2구 15A250V","개",9,{"$nulls":8},"",null,null,0,0,0]
["0101020102","5695ED01112","콘센트신설","매입접지극부 4구 15A250V","개",1,{"$nulls":8},"",null,null,0,0,0]
["0101020102","5695ED01114","콘센트신설(방우콘센트)","매입접지극부 2구 15A250V","개",1,{"$nulls":8},"",null,null,0,0,0]
["0101020102","5695ED01117","콘센트신설(가로형)","매입접지극부 2구 15A250V","개",1,{"$nulls":8},"",null,null,0,0,0]
["0101020102","5695ED01118","콘센트신설(가로형방우콘센트)","매입접지극부 2구 15A250V","개",1,{"$nulls":8},"",null,null,0,0,0]
["0101020102","5695ED09019","와이드램프스위치신설(90MM)","매입대각형 1P","개",2,{"$nulls":8},"",null,null,0,0,0]
["0101020102","5695ED09020","와이드램프스위치신설(90MM)","매입대각형 2연용 1P","개",1,{"$nulls":8},"",null,null,0,0,0]
["0101020102","5695ED09021","와이드램프스위치신설(90MM)","매입대각형 3연용 1P","개",2,{"$nulls":8},"",null,null,0,0,0]
["0101020102","5695EZ20010","석고보드따기","전기","개소",25,{"$nulls":8},"",null,null,0,0,0]
["0101020102","56950280010","등기구보강","M바 표준형","SET",4,{"$nulls":8},"",null,null,0,0,0]
["0101020102","5695EZ90001","거실등","GES-00D","SET",1,{"$nulls":8},"",null,null,0,0,0]
["0101020102","5695EZ90002","안방등","CHL-00B","SET",1,{"$nulls":8},"",null,null,0,0,0]
["0101020102","5695EZ90003","침실등","CHS-00B","SET",1,{"$nulls":8},"",null,null,0,0,0]
["0101020102","5695EZ90004","현관등","HYS-00B","SET",1,{"$nulls":8},"",null,null,0,0,0]
["0101020102","5695EZ90005","욕실등","HWJ-01B","SET",1,{"$nulls":8},"",null,null,0,0,0]
["0101020102","5695EZ90006","발코니등","BKC-01B","SET",4,{"$nulls":8},"",null,null,0,0,0]
["0101020102","5695EZ90007","주방등","JBI-01A","SET",1,{"$nulls":8},"",null,null,0,0,0]
["0101020102","5695EZ90008","식탁등","SIT-01A","SET",1,{"$nulls":8},"",null,null,0,0,0]
["0101020102","5695EZ90009","복도등","HAL-00B","SET",2,{"$nulls":8},"",null,null,0,0,0]
["0101020102","5695EZ90050","세대분전반","MAIN:2P 50AF,분기:2P 30AFx4","면",1,{"$nulls":8},"",null,null,0,0,0]
{"$rows_empty":13}
[null,null,"[ 합           계 ]"]
[null,null,"0101020103  세대전기공사 기준층(59㎟ A)"]
["0101020103","5695EA04160","합성수지가요전선관","CD 16MM","M",124.5,{"$nulls":8},"",null,null,0,0,0]
["0101020103","5695EA04161","합성수지가요전선관","CD 22MM","M",2.3,{"$nulls":8},"",null,null,0,0,0]
["0101020103","5695EA11010","PVC박스 신설","HI SW박스 1G","개",11,{"$nulls":8},"",null,null,0,0,0]
["0101020103","5695EA11011","PVC박스 신설","HI SW박스 2G","개",18,{"$nulls":8},"",null,null,0,0,0]
["0101020103","5695EA11012","PVC박스 신설","HI 콘크리트4각 75","개",4,{"$nulls":8},"",null,null,0,0,0]
["0101020103","5695EA11013","PVC박스 신설","HI 콘크리트8각 75","개",13,{"$nulls":8},"",null,null,0,0,0]
["0101020103","5695EA12013","연결박스","","개",28,{"$nulls":8},"",null,null,0,0,0]
["0101020103","59754857276","박스지지금구","1구용(세대분전반용)","개",1,{"$nulls":8},"",null,null,0,0,0]
["0101020103","59754857277","박스지지금구","1구용(세대단자함용)","개",1,{"$nulls":8},"",null,null,0,0,0]
["0101020103","59754857278","박스지지금구","1구용","개",24,{"$nulls":8},"",null,null,0,0,0]
["0101020103","59754857280","박스지지금구","3구용","개",5,{"$nulls":8},"",null,null,0,0,0]
["0101020103","5695EB02011","관내배선","HIV 1.6mm","M",176.4,{"$nulls":8},"",null,null,0,0,0]
["0101020103","5695EB02012","관내배선","HIV 2.0mm","M",154.2,{"$nulls":8},"",null,null,0,0,0]
["0101020103","5695EB03070","관내배선","GV 1.6mm","M",13.3,{"$nulls":8},"",null,null,0,0,0]
["0101020103","5695EB03071","관내배선","GV 2.0mm","M",77.1,{"$nulls":8},"",null,null,0,0,0]
["0101020103","59400247001","와이어콘넥터","3.5 ㎟ x 2가닥","개",51,{"$nulls":8},"",null,null,0,0,0]
["0101020103","5695ED01110","콘센트신설","매입접지극부 1구 15A250V","개",7,{"$nulls":8},"",null,null,0,0,0]
["0101020103","5695ED01111","콘센트신설","매입접지극부 2구 15A250V","개",12,{"$nulls":8},"",null,null,0,0,0]
["0101020103","5695ED01112","콘센트신설","매입접지극부 4구 15A250V","개",1,{"$nulls":8},"",null,null,0,0,0]
["0101020103","5695ED01114","콘센트신설(방우콘센트)","매입접지극부 2구 15A250V","개",1,{"$nulls":8},"",null,null,0,0,0]
["0101020103","5695ED01117","콘센트신설(가로형)","매입접지극부 2구 15A250V","개",1,{"$nulls":8},"",null,null,0,0,0]
["0101020103","5695ED01118","콘센트신설(가로형방우콘센트)","매입접지극부 2구 15A250V","개",2,{"$nulls":8},"",null,null,0,0,0]
["0101020103","5695ED09019","와이드램프스위치신설(90MM)","매입대각형 1P","개",3,{"$nulls":8},"",null,null,0,0,0]
["0101020103","5695ED09020","와이드램프스위치신설(90MM)","매입대각형 2연용 1P","개",2,{"$nulls":8},"",null,null,0,0,0]
["0101020103","5695ED09021","와이드램프스위치신설(90MM)","매입대각형 3연용 1P","개",1,{"$nulls":8},"",null,null,0,0,0]
["0101020103","5695ED09022","와이드램프스위치신설(90MM)","매입대각형 4연용 1P","개",1,{"$nulls":8},"",null,null,0,0,0]
["0101020103","5695EZ20010","석고보드따기","전기","개소",31,{"$nulls":8},"",null,null,0,0,0]
["0101020103","56950280010","등기구보강","M바 표준형","SET",4,{"$nulls":8},"",null,null,0,0,0]
["0101020103","5695EZ90001","거실등","GES-00D","SET",1,{"$nulls":8},"",null,null,0,0,0]
["0101020103","5695EZ90002","안방등","CHL-00B","SET",1,{"$nulls":8},"",null,null,0,0,0]
["0101020103","5695EZ90003","침실등","CHS-00B","SET",2,{"$nulls":8},"",null,null,0,0,0]
["0101020103","5695EZ90004","현관등","HYS-00B","SET",1,{"$nulls":8},"",null,null,0,0,0]
["0101020103","5695EZ90005","욕실등","HWJ-01B","SET",1,{"$nulls":8},"",null,null,0,0,0]
["0101020103","5695EZ90006","발코니등","BKC-01B","SET",5,{"$nulls":8},"",null,null,0,0,0]
["0101020103","5695EZ90007","주방등","JBI-01A","SET",1,{"$nulls":8},"",null,null,0,0,0]
["0101020103","5695EZ90008","식탁등","SIT-01A","SET",1,{"$nulls":8},"",null,null,0,0,0]
["0101020103","5695EZ90009","복도등","HAL-00B","SET",2,{"$nulls":8},"",null,null,0,0,0]
["0101020103","5695EZ90050","세대분전반","MAIN:2P 50AF,분기:2P 30AFx4","면",1,{"$nulls":8},"",null,null,0,0,0]
{"$rows_empty":12}
[null,null,"[ 합           계 ]"]
[null,null,"0101020104  세대전기공사 기준층(59㎟ B)"]
["0101020104","5695EA04160","합성수지가요전선관","CD 16MM","M",134.5,{"$nulls":8},"",null,null,0,0,0]
["0101020104","5695EA11010","PVC박스 신설","HI SW박스 1G","개",12,{"$nulls":8},"",null,null,0,0,0]
["0101020104","5695EA11011","PVC박스 신설","HI SW박스 2G","개",17,{"$nulls":8},"",null,null,0,0,0]
["0101020104","5695EA11012","PVC박스 신설","HI 콘크리트4각 75","개",7,{"$nulls":8},"",null,null,0,0,0]
["0101020104","5695EA11013","PVC박스 신설","HI 콘크리트8각 75","개",10,{"$nulls":8},"",null,null,0,0,0]
["0101020104","5695EA12013","연결박스","","개",28,{"$nulls":8},"",null,null,0,0,0]
["0101020104","59754857276","박스지지금구","1구용(세대분전반용)","개",1,{"$nulls":8},"",null,null,0,0,0]
["0101020104","59754857277","박스지지금구","1구용(세대단자함용)","개",1,{"$nulls":8},"",null,null,0,0,0]
["0101020104","59754857278","박스지지금구","1구용","개",24,{"$nulls":8},"",null,null,0,0,0]
["0101020104","59754857280","박스지지금구","3구용","개",5,{"$nulls":8},"",null,null,0,0,0]
["0101020104","5695EB02011","관내배선","HIV 1.6mm","M",173.6,{"$nulls":8},"",null,null,0,0,0]
["0101020104","5695EB02012","관내배선","HIV 2.0mm","M",170.8,{"$nulls":8},"",null,null,0,0,0]
["0101020104","5695EB03070","관내배선","GV 1.6mm","M",14.3,{"$nulls":8},"",null,null,0,0,0]
["0101020104","5695EB03071","관내배선","GV 2.0mm","M",85.4,{"$nulls":8},"",null,null,0,0,0]
["0101020104","59400247001","와이어콘넥터","3.5 ㎟ x 2가닥","개",51,{"$nulls":8},"",null,null,0,0,0]
["0101020104","5695ED01110","콘센트신설","매입접지극부 1구 15A250V","개",6,{"$nulls":8},"",null,null,0,0,0]
["0101020104","5695ED01111","콘센트신설","매입접지극부 2구 15A250V","개",13,{"$nulls":8},"",null,null,0,0,0]
["0101020104","5695ED01112","콘센트신설","매입접지극부 4구 15A250V","개",1,{"$nulls":8},"",null,null,0,0,0]
["0101020104","5695ED01114","콘센트신설(방우콘센트)","매입접지극부 2구 15A250V","개",1,{"$nulls":8},"",null,null,0,0,0]
["0101020104","5695ED01117","콘센트신설(가로형)","매입접지극부 2구 15A250V","개",1,{"$nulls":8},"",null,null,0,0,0]
["0101020104","5695ED01118","콘센트신설(가로형방우콘센트)","매입접지극부 2구 15A250V","개",2,{"$nulls":8},"",null,null,0,0,0]
["0101020104","5695ED09019","와이드램프스위치신설(90MM)","매입대각형 1P","개",3,{"$nulls":8},"",null,null,0,0,0]
["0101020104","5695ED09020","와이드램프스위치신설(90MM)","매입대각형 2연용 1P","개",2,{"$nulls":8},"",null,null,0,0,0]
["0101020104","5695ED09021","와이드램프스위치신설(90MM)","매입대각형 3연용 1P","개",1,{"$nulls":8},"",null,null,0,0,0]
["0101020104","5695ED09022","와이드램프스위치신설(90MM)","매입대각형 4연용 1P","개",1,{"$nulls":8},"",null,null,0,0,0]
["0101020104","5695EZ20010","석고보드따기","전기","개소",31,{"$nulls":8},"",null,null,0,0,0]
["0101020104","56950280010","등기구보강","M바 표준형","SET",5,{"$nulls":8},"",null,null,0,0,0]
["0101020104","5695EZ90001","거실등","GES-00D","SET",1,{"$nulls":8},"",null,null,0,0,0]
["0101020104","5695EZ90002","안방등","CHL-00B","SET",1,{"$nulls":8},"",null,null,0,0,0]
["0101020104","5695EZ90003","침실등","CHS-00B","SET",2,{"$nulls":8},"",null,null,0,0,0]
["0101020104","5695EZ90004","현관등","HYS-00B","SET",1,{"$nulls":8},"",null,null,0,0,0]
["0101020104","5695EZ90005","욕실등","HWJ-01B","SET",2,{"$nulls":8},"",null,null,0,0,0]
["0101020104","5695EZ90006","발코니등","BKC-01B","SET",4,{"$nulls":8},"",null,null,0,0,0]
["0101020104","5695EZ90007","주방등","JBI-01A","SET",1,{"$nulls":8},"",null,null,0,0,0]
["0101020104","5695EZ90008","식탁등","SIT-01A","SET",1,{"$nulls":8},"",null,null,0,0,0]
["0101020104","5695EZ90009","복도등","HAL-00B","SET",2,{"$nulls":8},"",null,null,0,0,0]
["0101020104","5695EZ90050","세대분전반","MAIN:2P 50AF,분기:2P 30AFx4","면",1,{"$nulls":8},"",null,null,0,0,0]
{"$rows_empty":13}
[null,null,"[ 합           계 ]"]
[null,null,"01010202  전력간선공사"]
["01010202","5695EA01141","PVC PIPE 배관","HI 16MM","M",58.1,{"$nulls":8},"",null,null,0,0,0]
["01010202","5695EA01142","PVC PIPE 배관","HI 22MM","M",11.9,{"$nulls":8},""]
["01010202","5695EA01143","PVC PIPE 배관","HI 28MM","M",10.6,{"$nulls":8},"",null,null,0,0,0]
["01010202","5695EA02162","강제전선관배관","아연도 28MM","M",5.4,{"$nulls":8},""]
["01010202","5695EA02163","강제전선관배관","아연도 36MM","M",50,{"$nulls":8},"",null,null,0,0,0]
["01010202","5695EA02164","강제전선관배관","아연도 42MM","M",143,{"$nulls":8},"",null,null,0,0,0]
["01010202","5695EA02165","강제전선관배관","아연도 54MM","M",95.5,{"$nulls":8},"",null,null,0,0,0]
["01010202","5695EA02166","강제전선관배관","아연도 70MM","M",3.6,{"$nulls":8},"",null,null,0,0,0]
["01010202","5695EA02167","강제전선관배관","아연도 82MM","M",3.6,{"$nulls":8},"",null,null,0,0,0]
["01010202","5695EA04160","합성수지가요전선관","CD 16MM","M",1027.1,{"$nulls":8},"",null,null,0,0,0]
["01010202","59759017063","강재전선관용 부품","노말밴드, 아연도 42 mm","개",5,{"$nulls":8},""]
["01010202","59759017064","강재전선관용 부품","노말밴드, 아연도 54 mm","개",5,{"$nulls":8},"",null,null,0,0,0]
["01010202","59759017065","강재전선관용 부품","노말밴드, 아연도 70 mm","개",1,{"$nulls":8},"",null,null,0,0,0]
["01010202","59759017066","강재전선관용 부품","노말밴드, 아연도 82 mm","개",1,{"$nulls":8},"",null,null,0,0,0]
["01010202","CSES0020004","경질비닐전선관용 부품","노말밴드,HI 28C","EA",4,{"$nulls":8},"",null,null,0,0,0]
["01010202","59759017053","강재전선관용 부품","파이프크램프, 28 C","개",4,{"$nulls":8},""]
["01010202","59759017054","강재전선관용 부품","파이프크램프, 36 C","개",37,{"$nulls":8},"",null,null,0,0,0]
["01010202","59759017055","강재전선관용 부품","파이프크램프, 42 C","개",100,{"$nulls":8},"",null,null,0,0,0]
["01010202","59759017056","강재전선관용 부품","파이프크램프, 54 C","개",65,{"$nulls":8},"",null,null,0,0,0]
["01010202","59759017057","강재전선관용 부품","파이프크램프, 70 C","개",3,{"$nulls":8},"",null,null,0,0,0]
["01010202","59759017058","강재전선관용 부품","파이프크램프, 82 C","개",3,{"$nulls":8},"",null,null,0,0,0]
["01010202","5695EH01741","PULL BOX","250x250x100","개",7,{"$nulls":8},"",null,null,0,0,0]
["01010202","5695EH01714","PULL BOX","300x300x200","개",2,{"$nulls":8},"",null,null,0,0,0]
["01010202","5695EB02030","관내배선","HIV 2.0㎟","M",139.8,{"$nulls":8},"",null,null,0,0,0]
["01010202","5695EB02014","관내배선","HIV 5.5㎟","M",2325.8,{"$nulls":8},"",null,null,0,0,0]
["01010202","5695EB02015","관내배선","HIV 8㎟","M",58.4,{"$nulls":8},"",null,null,0,0,0]
["01010202","5695EB02017","관내배선","HIV 22㎟","M",164.8,{"$nulls":8},"",null,null,0,0,0]
["01010202","5695EB02028","관내배선","HIV 30㎟","M",639.4,{"$nulls":8},""]
["01010202","5695EB02018","관내배선","HIV 38㎟","M",467,{"$nulls":8},"",null,null,0,0,0]
["01010202","5695EB03071","관내배선","GV 2.0mm","M",46.6,{"$nulls":8},"",null,null,0,0,0]
["01010202","5695EB03075","관내배선","GV 2.0㎟","M",1147,{"$nulls":8},"",null,null,0,0,0]
["01010202","5695EB03080","관내배선","GV 5.5㎟","M",14.6,{"$nulls":8},"",null,null,0,0,0]
["01010202","5695EB03081","관내배선","GV 8㎟","M",206.6,{"$nulls":8},"",null,null,0,0,0]
["01010202","5695EB03082","관내배선","GV 14㎟","M",122.3,{"$nulls":8},"",null,null,0,0,0]
["01010202","5695EB03083","관내배선","GV 22㎟","M",22.5,{"$nulls":8},""]
["01010202","5695EZ02012","접지","E3","개소",1,{"$nulls":8},"",null,null,0,0,0]
["01010202","59751777102","접지첨가제","접지저항저감제,아스판,10 Kg","개",1,{"$nulls":8},"",null,null,0,0,0]
["01010202","5695EQ31012","단말처리(압착터미날포함)","14MM2","조",28,{"$nulls":8},"",null,null,0,0,0]
["01010202","5695EQ31013","단말처리(압착터미날포함)","22MM2","조",8,{"$nulls":8},"",null,null,0,0,0]
["01010202","5695EQ31023","단말처리(압착터미날포함)","30MM2","조",108,{"$nulls":8},""]
["01010202","5695EQ31014","단말처리(압착터미날포함)","38MM2","조",100,{"$nulls":8},"",null,null,0,0,0]
["01010202","5695N020077","세대계량기반(2세대용)","450W*500H*160D(옥내)","면",14,{"$nulls":8},""]
["01010202","5695N020079","세대계량기반(4세대용)","850W*500H*160D(옥내)","면",1,{"$nulls":8},""]
["01010202","5695N020081","세대계량기반(6세대용)","650W*900H*160D(옥내)","면",12,{"$nulls":8},""]
["01010202","59754857285","보강철물","계량기함","개",27,{"$nulls":8},"",null,null,0,0,0]
["01010202","56950240050","관로구방수","D50","개소",1,{"$nulls":8},"",null,null,0,0,0]
["01010202","56950140130","파이프지지대"," W150","개소",29,{"$nulls":8},""]
["01010202","56950140300","파이프지지대"," W300","개소",1,{"$nulls":8},"",null,null,0,0,0]
["01010202","5695CSE1098","파이프지지","W 50","개소",34,{"$nulls":8},"",null,null,0,0,0]
["01010202","5695CSE1099","파이프지지","W 100","개소",42,{"$nulls":8},"",null,null,0,0,0]
["01010202","5695CSE1101","파이프지지","W 200","개소",30,{"$nulls":8},"",null,null,0,0,0]
["01010202","5695CSE1102","파이프지지","W 300","개소",2,{"$nulls":8},""]
["01010202","5695CSE1105","파이프지지","W 600","개소",2,{"$nulls":8},""]
["01010202","5695N020013","LM-LEM(202동)","900W*2000H*250D(옥내)","면",1,{"$nulls":8},""]
["01010202","5695N020014","SUB(202동)","600W*600H*180D(옥내)","면",1,{"$nulls":8},""]
["01010202","5695N020015","LP-1A,LP-1B(202동)","750W*1000H*200D(옥내)","면",2,{"$nulls":8},""]
["01010202","5695N020016","LP-2A(202동)","500W*500H*180D(옥내)","면",1,{"$nulls":8},""]
["01010202","5695N020017","LP-2B(202동)","500W*500H*180D(옥내)","면",1,{"$nulls":8},""]
["01010202","5695N020101","배수펌프조작반","500Wx500Hx200D(옥내)","면",2,{"$nulls":8},""]
{"$rows_empty":17}
[null,null,"[ 합           계 ]"]
[null,null,"01010203  공용부전등전열공사"]
["01010203","5695EA01141","PVC PIPE 배관","HI 16MM","M",468.9,{"$nulls":8},"",null,null,0,0,0]
["01010203","5695EA02160","강제전선관배관","아연도 16MM","M",32,{"$nulls":8},"",null,null,0,0,0]
["01010203","5695EA04160","합성수지가요전선관","CD 16MM","M",1025.2,{"$nulls":8},"",null,null,0,0,0]
["01010203","5695EA04161","합성수지가요전선관","CD 22MM","M",64.7,{"$nulls":8},"",null,null,0,0,0]
["01010203","5695EA05169","후렉시블전선관","16MM(방수형)","M",8,{"$nulls":8},"",null,null,0,0,0]
["01010203","59753017063","1종가요관 부속품","박스커넥터-비닐, 16mm 방수","개",8,{"$nulls":8},"",null,null,0,0,0]
["01010203","59759017051","강재전선관용 부품","파이프크램프, 16 C","개",4,{"$nulls":8},"",null,null,0,0,0]
["01010203","5695EA11010","PVC박스 신설","HI SW박스 1G","개",29,{"$nulls":8},"",null,null,0,0,0]
["01010203","5695EA11011","PVC박스 신설","HI SW박스 2G","개",53,{"$nulls":8},"",null,null,0,0,0]
["01010203","5695EA11012","PVC박스 신설","HI 콘크리트4각 75","개",7,{"$nulls":8},"",null,null,0,0,0]
["01010203","5695EA11013","PVC박스 신설","HI 콘크리트8각 75","개",191,{"$nulls":8},"",null,null,0,0,0]
["01010203","5695EH01090","조인트박스설치","100x100x50","개",1,{"$nulls":8},""]
["01010203","5695EH01700","PULL BOX","150x150x100","개",2,{"$nulls":8},"",null,null,0,0,0]
["01010203","5695EB02011","관내배선","HIV 1.6mm","M",3549.8,{"$nulls":8},"",null,null,0,0,0]
["01010203","5695EB02012","관내배선","HIV 2.0mm","M",933,{"$nulls":8},"",null,null,0,0,0]
["01010203","5695EB02030","관내배선","HIV 2.0㎟","M",66,{"$nulls":8},"",null,null,0,0,0]
["01010203","5695EB03071","관내배선","GV 2.0mm","M",488.5,{"$nulls":8},"",null,null,0,0,0]
["01010203","5695EC12035","제어용케이블신설","CVV 1.6mm x3C","M",22,{"$nulls":8},"",null,null,0,0,0]
["01010203","59400247001","와이어콘넥터","3.5 ㎟ x 2가닥","개",594,{"$nulls":8},"",null,null,0,0,0]
["01010203","5695ED09010","와이드스위치신설(90MM)","매입대각형 1P","개",7,{"$nulls":8},"",null,null,0,0,0]
["01010203","5695ED09011","와이드스위치신설(90MM)","매입대각형 2연용 1P","개",2,{"$nulls":8},"",null,null,0,0,0]
["01010203","5695ED09018","와이드스위치신설(90MM)","매입대각형 3로 1P","개",10,{"$nulls":8},"",null,null,0,0,0]
["01010203","5695ED01110","콘센트신설","매입접지극부 1구 15A250V","개",28,{"$nulls":8},""]
["01010203","5695ED01111","콘센트신설","매입접지극부 2구 15A250V","개",35,{"$nulls":8},"",null,null,0,0,0]
["01010203","5695ED01116","콘센트신설","노출접지극부 2구 15A250V","개",13,{"$nulls":8},"",null,null,0,0,0]
["01010203","56950140100","파이프지지대"," W100","개소",2,{"$nulls":8},"",null,null,0,0,0]
["01010203","56950180001","동력배관지지가대","모타배관지지","개소",2,{"$nulls":8},"",null,null,0,0,0]
["01010203","5695EZ90022","센서등(E)","IL 60W","SET",149,{"$nulls":8},""]
["01010203","5695EZ90024","직부등(G)","IL 60W","SET",2,{"$nulls":8},""]
["01010203","5695EZ90029","갓등 P.P(J1)","FL 20W x2","SET",4,{"$nulls":8},""]
["01010203","5695EZ90031","직부등(L)","EL 20W","SET",43,{"$nulls":8},""]
{"$rows_empty":19}
[null,null,"[ 합           계 ]"]
[null,null,"01010204  피뢰침설치공사"]
["01010204","5695EA01142","PVC PIPE 배관","HI 22MM","M",131.4,{"$nulls":8},"",null,null,0,0,0]
["01010204","5695EA22301","워더캡 설치","철제 22","개",2,{"$nulls":8},""]
["01010204","5695EH01090","조인트박스설치","100x100x50","개",2,{"$nulls":8},""]
["01010204","5695EB03085","관내배선","GV 38㎟","M",151.4,{"$nulls":8},""]
["01010204","5695EI25010","접지단자함","1극용(250X420X150)","개",2,{"$nulls":8},""]
["01010204","5695EZ02010","접지","E1","개소",2,{"$nulls":8},""]
["01010204","59751777102","접지첨가제","접지저항저감제,아스판,10 Kg","개",2,{"$nulls":8},"",null,null,0,0,0]
["01010204","56950240050","관로구방수","D50","개소",2,{"$nulls":8},"",null,null,0,0,0]
["01010204","5695N020160","이온방사형 광혁피뢰침","PRFVECTRON S6.6","식",1,{"$nulls":8},""]
{"$rows_empty":15}
[null,null,"[ 합           계 ]"]
[null,null,"0101030101  세대전기공사 기준층 (39㎟)"]
["0101030101","5695EA04160","합성수지가요전선관","CD 16MM","M",93.2,{"$nulls":8},"",null,null,0,0,0]
["0101030101","5695EA11010","PVC박스 신설","HI SW박스 1G","개",10,{"$nulls":8},"",null,null,0,0,0]
["0101030101","5695EA11011","PVC박스 신설","HI SW박스 2G","개",11,{"$nulls":8},"",null,null,0,0,0]
["0101030101","5695EA11012","PVC박스 신설","HI 콘크리트4각 75","개",2,{"$nulls":8},"",null,null,0,0,0]
["0101030101","5695EA11013","PVC박스 신설","HI 콘크리트8각 75","개",6,{"$nulls":8},"",null,null,0,0,0]
["0101030101","5695EA12013","연결박스","","개",18,{"$nulls":8},"",null,null,0,0,0]
["0101030101","59754857276","박스지지금구","1구용(세대분전반용)","개",1,{"$nulls":8},"",null,null,0,0,0]
["0101030101","59754857277","박스지지금구","1구용(세대단자함용)","개",1,{"$nulls":8},"",null,null,0,0,0]
["0101030101","59754857278","박스지지금구","1구용","개",19,{"$nulls":8},"",null,null,0,0,0]
["0101030101","59754857279","박스지지금구","2구용","개",1,{"$nulls":8},"",null,null,0,0,0]
["0101030101","59754857280","박스지지금구","3구용","개",2,{"$nulls":8},"",null,null,0,0,0]
["0101030101","5695EB02011","관내배선","HIV 1.6mm","M",80,{"$nulls":8},"",null,null,0,0,0]
["0101030101","5695EB02012","관내배선","HIV 2.0mm","M",147.8,{"$nulls":8},"",null,null,0,0,0]
["0101030101","5695EB03070","관내배선","GV 1.6mm","M",10,{"$nulls":8},"",null,null,0,0,0]
["0101030101","5695EB03071","관내배선","GV 2.0mm","M",73.9,{"$nulls":8},"",null,null,0,0,0]
["0101030101","59400247001","와이어콘넥터","3.5 ㎟ x 2가닥","개",24,{"$nulls":8},"",null,null,0,0,0]
["0101030101","5695ED01110","콘센트신설","매입접지극부 1구 15A250V","개",6,{"$nulls":8},"",null,null,0,0,0]
["0101030101","5695ED01111","콘센트신설","매입접지극부 2구 15A250V","개",8,{"$nulls":8},"",null,null,0,0,0]
["0101030101","5695ED01112","콘센트신설","매입접지극부 4구 15A250V","개",1,{"$nulls":8},"",null,null,0,0,0]
["0101030101","5695ED01114","콘센트신설(방우콘센트)","매입접지극부 2구 15A250V","개",1,{"$nulls":8},"",null,null,0,0,0]
["0101030101","5695ED01117","콘센트신설(가로형)","매입접지극부 2구 15A250V","개",1,{"$nulls":8},"",null,null,0,0,0]
["0101030101","5695ED01118","콘센트신설(가로형방우콘센트)","매입접지극부 2구 15A250V","개",1,{"$nulls":8},"",null,null,0,0,0]
["0101030101","5695ED09019","와이드램프스위치신설(90MM)","매입대각형 1P","개",1,{"$nulls":8},"",null,null,0,0,0]
["0101030101","5695ED09020","와이드램프스위치신설(90MM)","매입대각형 2연용 1P","개",2,{"$nulls":8},"",null,null,0,0,0]
["0101030101","5695ED09021","와이드램프스위치신설(90MM)","매입대각형 3연용 1P","개",1,{"$nulls":8},"",null,null,0,0,0]
["0101030101","5695EZ20010","석고보드따기","전기","개소",19,{"$nulls":8},"",null,null,0,0,0]
["0101030101","56950280010","등기구보강","M바 표준형","SET",3,{"$nulls":8},"",null,null,0,0,0]
["0101030101","5695EZ90001","거실등","GES-00D","SET",1,{"$nulls":8},"",null,null,0,0,0]
["0101030101","5695EZ90003","침실등","CHS-00B","SET",1,{"$nulls":8},"",null,null,0,0,0]
["0101030101","5695EZ90004","현관등","HYS-00B","SET",1,{"$nulls":8},"",null,null,0,0,0]
["0101030101","5695EZ90005","욕실등","HWJ-01B","SET",1,{"$nulls":8},"",null,null,0,0,0]
["0101030101","5695EZ90006","발코니등","BKC-01B","SET",1,{"$nulls":8},"",null,null,0,0,0]
["0101030101","5695EZ90007","주방등","JBI-01A","SET",1,{"$nulls":8},"",null,null,0,0,0]
["0101030101","5695EZ90008","식탁등","SIT-01A","SET",1,{"$nulls":8},"",null,null,0,0,0]
["0101030101","5695EZ90050","세대분전반","MAIN:2P 50AF,분기:2P 30AFx4","면",1,{"$nulls":8},"",null,null,0,0,0]
{"$rows_empty":15}
[null,null,"[ 합           계 ]"]
[null,null,"0101030102  세대전기공사 기준층(49㎟ A)"]
["0101030102","5695EA04160","합성수지가요전선관","CD 16MM","M",103.6,{"$nulls":8},"",null,null,0,0,0]
["0101030102","5695EA04161","합성수지가요전선관","CD 22MM","M",2.1,{"$nulls":8},"",null,null,0,0,0]
["0101030102","5695EA11010","PVC박스 신설","HI SW박스 1G","개",9,{"$nulls":8},"",null,null,0,0,0]
["0101030102","5695EA11011","PVC박스 신설","HI SW박스 2G","개",14,{"$nulls":8},"",null,null,0,0,0]
["0101030102","5695EA11012","PVC박스 신설","HI 콘크리트4각 75","개",3,{"$nulls":8},"",null,null,0,0,0]
["0101030102","5695EA11013","PVC박스 신설","HI 콘크리트8각 75","개",11,{"$nulls":8},"",null,null,0,0,0]
["0101030102","5695EA12013","연결박스","","개",22,{"$nulls":8},"",null,null,0,0,0]
["0101030102","59754857276","박스지지금구","1구용(세대분전반용)","개",1,{"$nulls":8},"",null,null,0,0,0]
["0101030102","59754857277","박스지지금구","1구용(세대단자함용)","개",1,{"$nulls":8},"",null,null,0,0,0]
["0101030102","59754857278","박스지지금구","1구용","개",20,{"$nulls":8},"",null,null,0,0,0]
["0101030102","59754857280","박스지지금구","3구용","개",4,{"$nulls":8},"",null,null,0,0,0]
["0101030102","5695EB02011","관내배선","HIV 1.6mm","M",137.4,{"$nulls":8},"",null,null,0,0,0]
["0101030102","5695EB02012","관내배선","HIV 2.0mm","M",139.8,{"$nulls":8},"",null,null,0,0,0]
["0101030102","5695EB03070","관내배선","GV 1.6mm","M",9.2,{"$nulls":8},"",null,null,0,0,0]
["0101030102","5695EB03071","관내배선","GV 2.0mm","M",69.9,{"$nulls":8},"",null,null,0,0,0]
["0101030102","59400247001","와이어콘넥터","3.5 ㎟ x 2가닥","개",42,{"$nulls":8},"",null,null,0,0,0]
["0101030102","5695ED01110","콘센트신설","매입접지극부 1구 15A250V","개",6,{"$nulls":8},"",null,null,0,0,0]
["0101030102","5695ED01111","콘센트신설","매입접지극부 2구 15A250V","개",9,{"$nulls":8},"",null,null,0,0,0]
["0101030102","5695ED01112","콘센트신설","매입접지극부 4구 15A250V","개",1,{"$nulls":8},"",null,null,0,0,0]
["0101030102","5695ED01114","콘센트신설(방우콘센트)","매입접지극부 2구 15A250V","개",1,{"$nulls":8},"",null,null,0,0,0]
["0101030102","5695ED01117","콘센트신설(가로형)","매입접지극부 2구 15A250V","개",1,{"$nulls":8},"",null,null,0,0,0]
["0101030102","5695ED01118","콘센트신설(가로형방우콘센트)","매입접지극부 2구 15A250V","개",1,{"$nulls":8},"",null,null,0,0,0]
["0101030102","5695ED09019","와이드램프스위치신설(90MM)","매입대각형 1P","개",2,{"$nulls":8},"",null,null,0,0,0]
["0101030102","5695ED09020","와이드램프스위치신설(90MM)","매입대각형 2연용 1P","개",1,{"$nulls":8},"",null,null,0,0,0]
["0101030102","5695ED09021","와이드램프스위치신설(90MM)","매입대각형 3연용 1P","개",2,{"$nulls":8},"",null,null,0,0,0]
["0101030102","5695EZ20010","석고보드따기","전기","개소",25,{"$nulls":8},"",null,null,0,0,0]
["0101030102","56950280010","등기구보강","M바 표준형","SET",4,{"$nulls":8},"",null,null,0,0,0]
["0101030102","5695EZ90001","거실등","GES-00D","SET",1,{"$nulls":8},"",null,null,0,0,0]
["0101030102","5695EZ90002","안방등","CHL-00B","SET",1,{"$nulls":8},"",null,null,0,0,0]
["0101030102","5695EZ90003","침실등","CHS-00B","SET",1,{"$nulls":8},"",null,null,0,0,0]
["0101030102","5695EZ90004","현관등","HYS-00B","SET",1,{"$nulls":8},"",null,null,0,0,0]
["0101030102","5695EZ90005","욕실등","HWJ-01B","SET",1,{"$nulls":8},"",null,null,0,0,0]
["0101030102","5695EZ90006","발코니등","BKC-01B","SET",4,{"$nulls":8},"",null,null,0,0,0]
["0101030102","5695EZ90007","주방등","JBI-01A","SET",1,{"$nulls":8},"",null,null,0,0,0]
["0101030102","5695EZ90008","식탁등","SIT-01A","SET",1,{"$nulls":8},"",null,null,0,0,0]
["0101030102","5695EZ90009","복도등","HAL-00B","SET",2,{"$nulls":8},"",null,null,0,0,0]
["0101030102","5695EZ90050","세대분전반","MAIN:2P 50AF,분기:2P 30AFx4","면",1,{"$nulls":8},"",null,null,0,0,0]
{"$rows_empty":13}
[null,null,"[ 합           계 ]"]
[null,null,"0101030103  세대전기공사 기준층(59㎟ A)"]
["0101030103","5695EA04160","합성수지가요전선관","CD 16MM","M",124.5,{"$nulls":8},"",null,null,0,0,0]
["0101030103","5695EA04161","합성수지가요전선관","CD 22MM","M",2.3,{"$nulls":8},"",null,null,0,0,0]
["0101030103","5695EA11010","PVC박스 신설","HI SW박스 1G","개",11,{"$nulls":8},"",null,null,0,0,0]
["0101030103","5695EA11011","PVC박스 신설","HI SW박스 2G","개",18,{"$nulls":8},"",null,null,0,0,0]
["0101030103","5695EA11012","PVC박스 신설","HI 콘크리트4각 75","개",4,{"$nulls":8},"",null,null,0,0,0]
["0101030103","5695EA11013","PVC박스 신설","HI 콘크리트8각 75","개",13,{"$nulls":8},"",null,null,0,0,0]
["0101030103","5695EA12013","연결박스","","개",28,{"$nulls":8},"",null,null,0,0,0]
["0101030103","59754857276","박스지지금구","1구용(세대분전반용)","개",1,{"$nulls":8},"",null,null,0,0,0]
["0101030103","59754857277","박스지지금구","1구용(세대단자함용)","개",1,{"$nulls":8},"",null,null,0,0,0]
["0101030103","59754857278","박스지지금구","1구용","개",24,{"$nulls":8},"",null,null,0,0,0]
["0101030103","59754857280","박스지지금구","3구용","개",5,{"$nulls":8},"",null,null,0,0,0]
["0101030103","5695EB02011","관내배선","HIV 1.6mm","M",176.4,{"$nulls":8},"",null,null,0,0,0]
["0101030103","5695EB02012","관내배선","HIV 2.0mm","M",154.2,{"$nulls":8},"",null,null,0,0,0]
["0101030103","5695EB03070","관내배선","GV 1.6mm","M",13.3,{"$nulls":8},"",null,null,0,0,0]
["0101030103","5695EB03071","관내배선","GV 2.0mm","M",77.1,{"$nulls":8},"",null,null,0,0,0]
["0101030103","59400247001","와이어콘넥터","3.5 ㎟ x 2가닥","개",51,{"$nulls":8},"",null,null,0,0,0]
["0101030103","5695ED01110","콘센트신설","매입접지극부 1구 15A250V","개",7,{"$nulls":8},"",null,null,0,0,0]
["0101030103","5695ED01111","콘센트신설","매입접지극부 2구 15A250V","개",12,{"$nulls":8},"",null,null,0,0,0]
["0101030103","5695ED01112","콘센트신설","매입접지극부 4구 15A250V","개",1,{"$nulls":8},"",null,null,0,0,0]
["0101030103","5695ED01114","콘센트신설(방우콘센트)","매입접지극부 2구 15A250V","개",1,{"$nulls":8},"",null,null,0,0,0]
["0101030103","5695ED01117","콘센트신설(가로형)","매입접지극부 2구 15A250V","개",1,{"$nulls":8},"",null,null,0,0,0]
["0101030103","5695ED01118","콘센트신설(가로형방우콘센트)","매입접지극부 2구 15A250V","개",2,{"$nulls":8},"",null,null,0,0,0]
["0101030103","5695ED09019","와이드램프스위치신설(90MM)","매입대각형 1P","개",3,{"$nulls":8},"",null,null,0,0,0]
["0101030103","5695ED09020","와이드램프스위치신설(90MM)","매입대각형 2연용 1P","개",2,{"$nulls":8},"",null,null,0,0,0]
["0101030103","5695ED09021","와이드램프스위치신설(90MM)","매입대각형 3연용 1P","개",1,{"$nulls":8},"",null,null,0,0,0]
["0101030103","5695ED09022","와이드램프스위치신설(90MM)","매입대각형 4연용 1P","개",1,{"$nulls":8},"",null,null,0,0,0]
["0101030103","5695EZ20010","석고보드따기","전기","개소",31,{"$nulls":8},"",null,null,0,0,0]
["0101030103","56950280010","등기구보강","M바 표준형","SET",4,{"$nulls":8},"",null,null,0,0,0]
["0101030103","5695EZ90001","거실등","GES-00D","SET",1,{"$nulls":8},"",null,null,0,0,0]
["0101030103","5695EZ90002","안방등","CHL-00B","SET",1,{"$nulls":8},"",null,null,0,0,0]
["0101030103","5695EZ90003","침실등","CHS-00B","SET",2,{"$nulls":8},"",null,null,0,0,0]
["0101030103","5695EZ90004","현관등","HYS-00B","SET",1,{"$nulls":8},"",null,null,0,0,0]
["0101030103","5695EZ90005","욕실등","HWJ-01B","SET",1,{"$nulls":8},"",null,null,0,0,0]
["0101030103","5695EZ90006","발코니등","BKC-01B","SET",5,{"$nulls":8},"",null,null,0,0,0]
["0101030103","5695EZ90007","주방등","JBI-01A","SET",1,{"$nulls":8},"",null,null,0,0,0]
["0101030103","5695EZ90008","식탁등","SIT-01A","SET",1,{"$nulls":8},"",null,null,0,0,0]
["0101030103","5695EZ90009","복도등","HAL-00B","SET",2,{"$nulls":8},"",null,null,0,0,0]
["0101030103","5695EZ90050","세대분전반","MAIN:2P 50AF,분기:2P 30AFx4","면",1,{"$nulls":8},"",null,null,0,0,0]
{"$rows_empty":12}
[null,null,"[ 합           계 ]"]
[null,null,"0101030104  세대전기공사 기준층(59㎟ B)"]
["0101030104","5695EA04160","합성수지가요전선관","CD 16MM","M",134.5,{"$nulls":8},"",null,null,0,0,0]
["0101030104","5695EA11010","PVC박스 신설","HI SW박스 1G","개",12,{"$nulls":8},"",null,null,0,0,0]
["0101030104","5695EA11011","PVC박스 신설","HI SW박스 2G","개",17,{"$nulls":8},"",null,null,0,0,0]
["0101030104","5695EA11012","PVC박스 신설","HI 콘크리트4각 75","개",7,{"$nulls":8},"",null,null,0,0,0]
["0101030104","5695EA11013","PVC박스 신설","HI 콘크리트8각 75","개",10,{"$nulls":8},"",null,null,0,0,0]
["0101030104","5695EA12013","연결박스","","개",28,{"$nulls":8},"",null,null,0,0,0]
["0101030104","59754857276","박스지지금구","1구용(세대분전반용)","개",1,{"$nulls":8},"",null,null,0,0,0]
["0101030104","59754857277","박스지지금구","1구용(세대단자함용)","개",1,{"$nulls":8},"",null,null,0,0,0]
["0101030104","59754857278","박스지지금구","1구용","개",24,{"$nulls":8},"",null,null,0,0,0]
["0101030104","59754857280","박스지지금구","3구용","개",5,{"$nulls":8},"",null,null,0,0,0]
["0101030104","5695EB02011","관내배선","HIV 1.6mm","M",173.6,{"$nulls":8},"",null,null,0,0,0]
["0101030104","5695EB02012","관내배선","HIV 2.0mm","M",170.8,{"$nulls":8},"",null,null,0,0,0]
["0101030104","5695EB03070","관내배선","GV 1.6mm","M",14.3,{"$nulls":8},"",null,null,0,0,0]
["0101030104","5695EB03071","관내배선","GV 2.0mm","M",85.4,{"$nulls":8},"",null,null,0,0,0]
["0101030104","59400247001","와이어콘넥터","3.5 ㎟ x 2가닥","개",51,{"$nulls":8},"",null,null,0,0,0]
["0101030104","5695ED01110","콘센트신설","매입접지극부 1구 15A250V","개",6,{"$nulls":8},"",null,null,0,0,0]
["0101030104","5695ED01111","콘센트신설","매입접지극부 2구 15A250V","개",13,{"$nulls":8},"",null,null,0,0,0]
["0101030104","5695ED01112","콘센트신설","매입접지극부 4구 15A250V","개",1,{"$nulls":8},"",null,null,0,0,0]
["0101030104","5695ED01114","콘센트신설(방우콘센트)","매입접지극부 2구 15A250V","개",1,{"$nulls":8},"",null,null,0,0,0]
["0101030104","5695ED01117","콘센트신설(가로형)","매입접지극부 2구 15A250V","개",1,{"$nulls":8},"",null,null,0,0,0]
["0101030104","5695ED01118","콘센트신설(가로형방우콘센트)","매입접지극부 2구 15A250V","개",2,{"$nulls":8},"",null,null,0,0,0]
["0101030104","5695ED09019","와이드램프스위치신설(90MM)","매입대각형 1P","개",3,{"$nulls":8},"",null,null,0,0,0]
["0101030104","5695ED09020","와이드램프스위치신설(90MM)","매입대각형 2연용 1P","개",2,{"$nulls":8},"",null,null,0,0,0]
["0101030104","5695ED09021","와이드램프스위치신설(90MM)","매입대각형 3연용 1P","개",1,{"$nulls":8},"",null,null,0,0,0]
["0101030104","5695ED09022","와이드램프스위치신설(90MM)","매입대각형 4연용 1P","개",1,{"$nulls":8},"",null,null,0,0,0]
["0101030104","5695EZ20010","석고보드따기","전기","개소",31,{"$nulls":8},"",null,null,0,0,0]
["0101030104","56950280010","등기구보강","M바 표준형","SET",5,{"$nulls":8},"",null,null,0,0,0]
["0101030104","5695EZ90001","거실등","GES-00D","SET",1,{"$nulls":8},"",null,null,0,0,0]
["0101030104","5695EZ90002","안방등","CHL-00B","SET",1,{"$nulls":8},"",null,null,0,0,0]
["0101030104","5695EZ90003","침실등","CHS-00B","SET",2,{"$nulls":8},"",null,null,0,0,0]
["0101030104","5695EZ90004","현관등","HYS-00B","SET",1,{"$nulls":8},"",null,null,0,0,0]
["0101030104","5695EZ90005","욕실등","HWJ-01B","SET",2,{"$nulls":8},"",null,null,0,0,0]
["0101030104","5695EZ90006","발코니등","BKC-01B","SET",4,{"$nulls":8},"",null,null,0,0,0]
["0101030104","5695EZ90007","주방등","JBI-01A","SET",1,{"$nulls":8},"",null,null,0,0,0]
["0101030104","5695EZ90008","식탁등","SIT-01A","SET",1,{"$nulls":8},"",null,null,0,0,0]
["0101030104","5695EZ90009","복도등","HAL-00B","SET",2,{"$nulls":8},"",null,null,0,0,0]
["0101030104","5695EZ90050","세대분전반","MAIN:2P 50AF,분기:2P 30AFx4","면",1,{"$nulls":8},"",null,null,0,0,0]
{"$rows_empty":13}
[null,null,"[ 합           계 ]"]
[null,null,"01010302  전력간선공사"]
["01010302","5695EA01141","PVC PIPE 배관","HI 16MM","M",58.1,{"$nulls":8},"",null,null,0,0,0]
["01010302","5695EA01142","PVC PIPE 배관","HI 22MM","M",5.7,{"$nulls":8},"",null,null,0,0,0]
["01010302","5695EA01143","PVC PIPE 배관","HI 28MM","M",22.3,{"$nulls":8},"",null,null,0,0,0]
["01010302","5695EA02162","강제전선관배관","아연도 28MM","M",5.4,{"$nulls":8},"",null,null,0,0,0]
["01010302","5695EA02163","강제전선관배관","아연도 36MM","M",50,{"$nulls":8},"",null,null,0,0,0]
["01010302","5695EA02164","강제전선관배관","아연도 42MM","M",65.9,{"$nulls":8},"",null,null,0,0,0]
["01010302","5695EA02165","강제전선관배관","아연도 54MM","M",186.1,{"$nulls":8},"",null,null,0,0,0]
["01010302","5695EA02166","강제전선관배관","아연도 70MM","M",7.2,{"$nulls":8},"",null,null,0,0,0]
["01010302","5695EA04160","합성수지가요전선관","CD 16MM","M",1068.9,{"$nulls":8},"",null,null,0,0,0]
["01010302","59759017063","강재전선관용 부품","노말밴드, 아연도 42 mm","개",4,{"$nulls":8},"",null,null,0,0,0]
["01010302","59759017064","강재전선관용 부품","노말밴드, 아연도 54 mm","개",6,{"$nulls":8},"",null,null,0,0,0]
["01010302","59759017065","강재전선관용 부품","노말밴드, 아연도 70 mm","개",2,{"$nulls":8},"",null,null,0,0,0]
["01010302","CSES0020004","경질비닐전선관용 부품","노말밴드,HI 28C","EA",8,{"$nulls":8},"",null,null,0,0,0]
["01010302","59759017053","강재전선관용 부품","파이프크램프, 28 C","개",4,{"$nulls":8},"",null,null,0,0,0]
["01010302","59759017054","강재전선관용 부품","파이프크램프, 36 C","개",37,{"$nulls":8},"",null,null,0,0,0]
["01010302","59759017055","강재전선관용 부품","파이프크램프, 42 C","개",48,{"$nulls":8},"",null,null,0,0,0]
["01010302","59759017056","강재전선관용 부품","파이프크램프, 54 C","개",127,{"$nulls":8},"",null,null,0,0,0]
["01010302","59759017057","강재전선관용 부품","파이프크램프, 70 C","개",6,{"$nulls":8},"",null,null,0,0,0]
["01010302","5695EH01741","PULL BOX","250x250x100","개",7,{"$nulls":8},"",null,null,0,0,0]
["01010302","5695EH01714","PULL BOX","300x300x200","개",2,{"$nulls":8},"",null,null,0,0,0]
["01010302","5695EB02030","관내배선","HIV 2.0㎟","M",139.8,{"$nulls":8},"",null,null,0,0,0]
["01010302","5695EB02014","관내배선","HIV 5.5㎟","M",2384.6,{"$nulls":8},"",null,null,0,0,0]
["01010302","5695EB02015","관내배선","HIV 8㎟","M",122,{"$nulls":8},"",null,null,0,0,0]
["01010302","5695EB02017","관내배선","HIV 22㎟","M",164.8,{"$nulls":8},"",null,null,0,0,0]
["01010302","5695EB02028","관내배선","HIV 30㎟","M",331,{"$nulls":8},"",null,null,0,0,0]
["01010302","5695EB02018","관내배선","HIV 38㎟","M",837.4,{"$nulls":8},"",null,null,0,0,0]
["01010302","5695EB03071","관내배선","GV 2.0mm","M",46.6,{"$nulls":8},"",null,null,0,0,0]
["01010302","5695EB03075","관내배선","GV 2.0㎟","M",1176.9,{"$nulls":8},"",null,null,0,0,0]
["01010302","5695EB03080","관내배선","GV 5.5㎟","M",38.2,{"$nulls":8},"",null,null,0,0,0]
["01010302","5695EB03081","관내배선","GV 8㎟","M",129.5,{"$nulls":8},"",null,null,0,0,0]
["01010302","5695EB03082","관내배선","GV 14㎟","M",214.9,{"$nulls":8},"",null,null,0,0,0]
["01010302","5695EB03083","관내배선","GV 22㎟","M",22.5,{"$nulls":8},"",null,null,0,0,0]
["01010302","5695EZ02012","접지","E3","개소",1,{"$nulls":8},"",null,null,0,0,0]
["01010302","59751777102","접지첨가제","접지저항저감제,아스판,10 Kg","개",1,{"$nulls":8},"",null,null,0,0,0]
["01010302","5695EQ31012","단말처리(압착터미날포함)","14MM2","조",30,{"$nulls":8},"",null,null,0,0,0]
["01010302","5695EQ31013","단말처리(압착터미날포함)","22MM2","조",8,{"$nulls":8},"",null,null,0,0,0]
["01010302","5695EQ31023","단말처리(압착터미날포함)","30MM2","조",116,{"$nulls":8},"",null,null,0,0,0]
["01010302","5695EQ31014","단말처리(압착터미날포함)","38MM2","조",108,{"$nulls":8},"",null,null,0,0,0]
["01010302","5695N020077","세대계량기반(2세대용)","450W*500H*160D(옥내)","면",16,{"$nulls":8},""]
["01010302","5695N020079","세대계량기반(4세대용)","850W*500H*160D(옥내)","면",1,{"$nulls":8},""]
["01010302","5695N020081","세대계량기반(6세대용)","650W*900H*160D(옥내)","면",12,{"$nulls":8},""]
["01010302","59754857285","보강철물","계량기함","개",29,{"$nulls":8},"",null,null,0,0,0]
["01010302","56950240050","관로구방수","D50","개소",1,{"$nulls":8},"",null,null,0,0,0]
["01010302","56950140200","파이프지지대"," W200","개소",29,{"$nulls":8},""]
["01010302","56950140300","파이프지지대"," W300","개소",1,{"$nulls":8},"",null,null,0,0,0]
["01010302","5695CSE1098","파이프지지","W 50","개소",38,{"$nulls":8},"",null,null,0,0,0]
["01010302","5695CSE1099","파이프지지","W 100","개소",29,{"$nulls":8},"",null,null,0,0,0]
["01010302","5695CSE1100","파이프지지","W 150","개소",15,{"$nulls":8},""]
["01010302","5695CSE1101","파이프지지","W 200","개소",32,{"$nulls":8},"",null,null,0,0,0]
["01010302","5695CSE1102","파이프지지","W 300","개소",2,{"$nulls":8},"",null,null,0,0,0]
["01010302","5695CSE1105","파이프지지","W 600","개소",2,{"$nulls":8},"",null,null,0,0,0]
["01010302","5695N020018","LM/LEM(203동)","900W*2000H*250D(옥내)","면",1,{"$nulls":8},""]
["01010302","5695N020023","LP-1A(203동)","750W*1000H*200D(옥내)","면",1,{"$nulls":8},"",null,null,0,0,0]
["01010302","5695N020024","LP-1B(203동)","750W*1000H*200D(옥내)","면",1,{"$nulls":8},"",null,null,0,0,0]
["01010302","5695N020019","LP-2A(203동)","500W*500H*180D(옥내)","면",1,{"$nulls":8},""]
["01010302","5695N020020","LP-2B(203동)","500W*500H*180D(옥내)","면",1,{"$nulls":8},""]
["01010302","5695N020022","SUB(203동)","600W*600H*180D(옥내)","면",1,{"$nulls":8},""]
["01010302","5695N020021","제연휀조작반(203동)","500W*600H*200D(옥내)","면",1,{"$nulls":8},""]
["01010302","5695N020101","배수펌프조작반","500Wx500Hx200D(옥내)","면",2,{"$nulls":8},""]
{"$rows_empty":17}
[null,null,"[ 합           계 ]"]
[null,null,"01010303  공용부전등전열공사"]
["01010303","5695EA01141","PVC PIPE 배관","HI 16MM","M",469.3,{"$nulls":8},"",null,null,0,0,0]
["01010303","5695EA02160","강제전선관배관","아연도 16MM","M",34.2,{"$nulls":8},"",null,null,0,0,0]
["01010303","5695EA02161","강제전선관배관","아연도 22MM","M",2.7,{"$nulls":8},""]
["01010303","5695EA04160","합성수지가요전선관","CD 16MM","M",1073,{"$nulls":8},"",null,null,0,0,0]
["01010303","5695EA04161","합성수지가요전선관","CD 22MM","M",64.7,{"$nulls":8},"",null,null,0,0,0]
["01010303","5695EA05169","후렉시블전선관","16MM(방수형)","M",8,{"$nulls":8},"",null,null,0,0,0]
["01010303","5695EA05170","후렉시블전선관","22MM(방수형)","M",1,{"$nulls":8},""]
["01010303","59753017063","1종가요관 부속품","박스커넥터-비닐, 16mm 방수","개",8,{"$nulls":8},"",null,null,0,0,0]
["01010303","59753017064","1종가요관 부속품","박스커넥터-비닐, 22mm 방수","개",2,{"$nulls":8},""]
["01010303","59759017051","강재전선관용 부품","파이프크램프, 16 C","개",6,{"$nulls":8},"",null,null,0,0,0]
["01010303","5695EA11010","PVC박스 신설","HI SW박스 1G","개",29,{"$nulls":8},"",null,null,0,0,0]
["01010303","5695EA11011","PVC박스 신설","HI SW박스 2G","개",53,{"$nulls":8},"",null,null,0,0,0]
["01010303","5695EA11012","PVC박스 신설","HI 콘크리트4각 75","개",7,{"$nulls":8},"",null,null,0,0,0]
["01010303","5695EA11013","PVC박스 신설","HI 콘크리트8각 75","개",201,{"$nulls":8},"",null,null,0,0,0]
["01010303","5695EH01090","조인트박스설치","100x100x50","개",1,{"$nulls":8},"",null,null,0,0,0]
["01010303","5695EH01092","조인트박스설치","100x100x100","개",1,{"$nulls":8},""]
["01010303","5695EH01700","PULL BOX","150x150x100","개",2,{"$nulls":8},"",null,null,0,0,0]
["01010303","5695EB02011","관내배선","HIV 1.6mm","M",3702.2,{"$nulls":8},"",null,null,0,0,0]
["01010303","5695EB02012","관내배선","HIV 2.0mm","M",933.8,{"$nulls":8},"",null,null,0,0,0]
["01010303","5695EB02030","관내배선","HIV 2.0㎟","M",69.3,{"$nulls":8},"",null,null,0,0,0]
["01010303","5695EB02014","관내배선","HIV 5.5㎟","M",14.1,{"$nulls":8},""]
["01010303","5695EB03071","관내배선","GV 2.0mm","M",490,{"$nulls":8},"",null,null,0,0,0]
["01010303","5695EB03080","관내배선","GV 5.5㎟","M",4.7,{"$nulls":8},""]
["01010303","5695EC12035","제어용케이블신설","CVV 1.6mm x3C","M",23.1,{"$nulls":8},"",null,null,0,0,0]
["01010303","59400247001","와이어콘넥터","3.5 ㎟ x 2가닥","개",624,{"$nulls":8},"",null,null,0,0,0]
["01010303","5695ED09010","와이드스위치신설(90MM)","매입대각형 1P","개",7,{"$nulls":8},"",null,null,0,0,0]
["01010303","5695ED09011","와이드스위치신설(90MM)","매입대각형 2연용 1P","개",2,{"$nulls":8},"",null,null,0,0,0]
["01010303","5695ED09018","와이드스위치신설(90MM)","매입대각형 3로 1P","개",10,{"$nulls":8},"",null,null,0,0,0]
["01010303","5695ED01110","콘센트신설","매입접지극부 1구 15A250V","개",28,{"$nulls":8},""]
["01010303","5695ED01111","콘센트신설","매입접지극부 2구 15A250V","개",35,{"$nulls":8},"",null,null,0,0,0]
["01010303","5695ED01116","콘센트신설","노출접지극부 2구 15A250V","개",13,{"$nulls":8},"",null,null,0,0,0]
["01010303","56950120022","파이프행가"," 22 C","개소",1,{"$nulls":8},""]
["01010303","56950140100","파이프지지대"," W100","개소",3,{"$nulls":8},"",null,null,0,0,0]
["01010303","56950180001","동력배관지지가대","모타배관지지","개소",2,{"$nulls":8},"",null,null,0,0,0]
["01010303","5695EZ90022","센서등(E)","IL 60W","SET",159,{"$nulls":8},""]
["01010303","5695EZ90024","직부등(G)","IL 60W","SET",2,{"$nulls":8},""]
["01010303","5695EZ90029","갓등 P.P(J1)","FL 20W x2","SET",4,{"$nulls":8},""]
["01010303","5695EZ90031","직부등(L)","EL 20W","SET",43,{"$nulls":8},""]
{"$rows_empty":12}
[null,null,"[ 합           계 ]"]
[null,null,"0101040101  세대전기공사 기준층 (39㎟)"]
["0101040101","5695EA04160","합성수지가요전선관","CD 16MM","M",93.2,{"$nulls":8},"",null,null,0,0,0]
["0101040101","5695EA11010","PVC박스 신설","HI SW박스 1G","개",10,{"$nulls":8},"",null,null,0,0,0]
["0101040101","5695EA11011","PVC박스 신설","HI SW박스 2G","개",11,{"$nulls":8},"",null,null,0,0,0]
["0101040101","5695EA11012","PVC박스 신설","HI 콘크리트4각 75","개",2,{"$nulls":8},"",null,null,0,0,0]
["0101040101","5695EA11013","PVC박스 신설","HI 콘크리트8각 75","개",6,{"$nulls":8},"",null,null,0,0,0]
["0101040101","5695EA12013","연결박스","","개",18,{"$nulls":8},"",null,null,0,0,0]
["0101040101","59754857276","박스지지금구","1구용(세대분전반용)","개",1,{"$nulls":8},"",null,null,0,0,0]
["0101040101","59754857277","박스지지금구","1구용(세대단자함용)","개",1,{"$nulls":8},"",null,null,0,0,0]
["0101040101","59754857278","박스지지금구","1구용","개",19,{"$nulls":8},"",null,null,0,0,0]
["0101040101","59754857279","박스지지금구","2구용","개",1,{"$nulls":8},"",null,null,0,0,0]
["0101040101","59754857280","박스지지금구","3구용","개",2,{"$nulls":8},"",null,null,0,0,0]
["0101040101","5695EB02011","관내배선","HIV 1.6mm","M",80,{"$nulls":8},"",null,null,0,0,0]
["0101040101","5695EB02012","관내배선","HIV 2.0mm","M",147.8,{"$nulls":8},"",null,null,0,0,0]
["0101040101","5695EB03070","관내배선","GV 1.6mm","M",10,{"$nulls":8},"",null,null,0,0,0]
["0101040101","5695EB03071","관내배선","GV 2.0mm","M",73.9,{"$nulls":8},"",null,null,0,0,0]
["0101040101","59400247001","와이어콘넥터","3.5 ㎟ x 2가닥","개",24,{"$nulls":8},"",null,null,0,0,0]
["0101040101","5695ED01110","콘센트신설","매입접지극부 1구 15A250V","개",6,{"$nulls":8},"",null,null,0,0,0]
["0101040101","5695ED01111","콘센트신설","매입접지극부 2구 15A250V","개",8,{"$nulls":8},"",null,null,0,0,0]
["0101040101","5695ED01112","콘센트신설","매입접지극부 4구 15A250V","개",1,{"$nulls":8},"",null,null,0,0,0]
["0101040101","5695ED01114","콘센트신설(방우콘센트)","매입접지극부 2구 15A250V","개",1,{"$nulls":8},"",null,null,0,0,0]
["0101040101","5695ED01117","콘센트신설(가로형)","매입접지극부 2구 15A250V","개",1,{"$nulls":8},"",null,null,0,0,0]
["0101040101","5695ED01118","콘센트신설(가로형방우콘센트)","매입접지극부 2구 15A250V","개",1,{"$nulls":8},"",null,null,0,0,0]
["0101040101","5695ED09019","와이드램프스위치신설(90MM)","매입대각형 1P","개",1,{"$nulls":8},"",null,null,0,0,0]
["0101040101","5695ED09020","와이드램프스위치신설(90MM)","매입대각형 2연용 1P","개",2,{"$nulls":8},"",null,null,0,0,0]
["0101040101","5695ED09021","와이드램프스위치신설(90MM)","매입대각형 3연용 1P","개",1,{"$nulls":8},"",null,null,0,0,0]
["0101040101","5695EZ20010","석고보드따기","전기","개소",19,{"$nulls":8},"",null,null,0,0,0]
["0101040101","56950280010","등기구보강","M바 표준형","SET",3,{"$nulls":8},"",null,null,0,0,0]
["0101040101","5695EZ90001","거실등","GES-00D","SET",1,{"$nulls":8},"",null,null,0,0,0]
["0101040101","5695EZ90003","침실등","CHS-00B","SET",1,{"$nulls":8},"",null,null,0,0,0]
["0101040101","5695EZ90004","현관등","HYS-00B","SET",1,{"$nulls":8},"",null,null,0,0,0]
["0101040101","5695EZ90005","욕실등","HWJ-01B","SET",1,{"$nulls":8},"",null,null,0,0,0]
["0101040101","5695EZ90006","발코니등","BKC-01B","SET",1,{"$nulls":8},"",null,null,0,0,0]
["0101040101","5695EZ90007","주방등","JBI-01A","SET",1,{"$nulls":8},"",null,null,0,0,0]
["0101040101","5695EZ90008","식탁등","SIT-01A","SET",1,{"$nulls":8},"",null,null,0,0,0]
["0101040101","5695EZ90050","세대분전반","MAIN:2P 50AF,분기:2P 30AFx4","면",1,{"$nulls":8},"",null,null,0,0,0]
{"$rows_empty":15}
[null,null,"[ 합           계 ]"]
[null,null,"0101040102  세대전기공사 기준층(49㎟ A)"]
["0101040102","5695EA04160","합성수지가요전선관","CD 16MM","M",103.6,{"$nulls":8},"",null,null,0,0,0]
["0101040102","5695EA04161","합성수지가요전선관","CD 22MM","M",2.1,{"$nulls":8},"",null,null,0,0,0]
["0101040102","5695EA11010","PVC박스 신설","HI SW박스 1G","개",9,{"$nulls":8},"",null,null,0,0,0]
["0101040102","5695EA11011","PVC박스 신설","HI SW박스 2G","개",14,{"$nulls":8},"",null,null,0,0,0]
["0101040102","5695EA11012","PVC박스 신설","HI 콘크리트4각 75","개",3,{"$nulls":8},"",null,null,0,0,0]
["0101040102","5695EA11013","PVC박스 신설","HI 콘크리트8각 75","개",11,{"$nulls":8},"",null,null,0,0,0]
["0101040102","5695EA12013","연결박스","","개",22,{"$nulls":8},"",null,null,0,0,0]
["0101040102","59754857276","박스지지금구","1구용(세대분전반용)","개",1,{"$nulls":8},"",null,null,0,0,0]
["0101040102","59754857277","박스지지금구","1구용(세대단자함용)","개",1,{"$nulls":8},"",null,null,0,0,0]
["0101040102","59754857278","박스지지금구","1구용","개",20,{"$nulls":8},"",null,null,0,0,0]
["0101040102","59754857280","박스지지금구","3구용","개",4,{"$nulls":8},"",null,null,0,0,0]
["0101040102","5695EB02011","관내배선","HIV 1.6mm","M",137.4,{"$nulls":8},"",null,null,0,0,0]
["0101040102","5695EB02012","관내배선","HIV 2.0mm","M",139.8,{"$nulls":8},"",null,null,0,0,0]
["0101040102","5695EB03070","관내배선","GV 1.6mm","M",9.2,{"$nulls":8},"",null,null,0,0,0]
["0101040102","5695EB03071","관내배선","GV 2.0mm","M",69.9,{"$nulls":8},"",null,null,0,0,0]
["0101040102","59400247001","와이어콘넥터","3.5 ㎟ x 2가닥","개",42,{"$nulls":8},"",null,null,0,0,0]
["0101040102","5695ED01110","콘센트신설","매입접지극부 1구 15A250V","개",6,{"$nulls":8},"",null,null,0,0,0]
["0101040102","5695ED01111","콘센트신설","매입접지극부 2구 15A250V","개",9,{"$nulls":8},"",null,null,0,0,0]
["0101040102","5695ED01112","콘센트신설","매입접지극부 4구 15A250V","개",1,{"$nulls":8},"",null,null,0,0,0]
["0101040102","5695ED01114","콘센트신설(방우콘센트)","매입접지극부 2구 15A250V","개",1,{"$nulls":8},"",null,null,0,0,0]
["0101040102","5695ED01117","콘센트신설(가로형)","매입접지극부 2구 15A250V","개",1,{"$nulls":8},"",null,null,0,0,0]
["0101040102","5695ED01118","콘센트신설(가로형방우콘센트)","매입접지극부 2구 15A250V","개",1,{"$nulls":8},"",null,null,0,0,0]
["0101040102","5695ED09019","와이드램프스위치신설(90MM)","매입대각형 1P","개",2,{"$nulls":8},"",null,null,0,0,0]
["0101040102","5695ED09020","와이드램프스위치신설(90MM)","매입대각형 2연용 1P","개",1,{"$nulls":8},"",null,null,0,0,0]
["0101040102","5695ED09021","와이드램프스위치신설(90MM)","매입대각형 3연용 1P","개",2,{"$nulls":8},"",null,null,0,0,0]
["0101040102","5695EZ20010","석고보드따기","전기","개소",25,{"$nulls":8},"",null,null,0,0,0]
["0101040102","56950280010","등기구보강","M바 표준형","SET",4,{"$nulls":8},"",null,null,0,0,0]
["0101040102","5695EZ90001","거실등","GES-00D","SET",1,{"$nulls":8},"",null,null,0,0,0]
["0101040102","5695EZ90002","안방등","CHL-00B","SET",1,{"$nulls":8},"",null,null,0,0,0]
["0101040102","5695EZ90003","침실등","CHS-00B","SET",1,{"$nulls":8},"",null,null,0,0,0]
["0101040102","5695EZ90004","현관등","HYS-00B","SET",1,{"$nulls":8},"",null,null,0,0,0]
["0101040102","5695EZ90005","욕실등","HWJ-01B","SET",1,{"$nulls":8},"",null,null,0,0,0]
["0101040102","5695EZ90006","발코니등","BKC-01B","SET",4,{"$nulls":8},"",null,null,0,0,0]
["0101040102","5695EZ90007","주방등","JBI-01A","SET",1,{"$nulls":8},"",null,null,0,0,0]
["0101040102","5695EZ90008","식탁등","SIT-01A","SET",1,{"$nulls":8},"",null,null,0,0,0]
["0101040102","5695EZ90009","복도등","HAL-00B","SET",2,{"$nulls":8},"",null,null,0,0,0]
["0101040102","5695EZ90050","세대분전반","MAIN:2P 50AF,분기:2P 30AFx4","면",1,{"$nulls":8},"",null,null,0,0,0]
{"$rows_empty":13}
[null,null,"[ 합           계 ]"]
[null,null,"0101040103  세대전기공사 기준층(59㎟ A)"]
["0101040103","5695EA04160","합성수지가요전선관","CD 16MM","M",124.5,{"$nulls":8},"",null,null,0,0,0]
["0101040103","5695EA04161","합성수지가요전선관","CD 22MM","M",2.3,{"$nulls":8},"",null,null,0,0,0]
["0101040103","5695EA11010","PVC박스 신설","HI SW박스 1G","개",11,{"$nulls":8},"",null,null,0,0,0]
["0101040103","5695EA11011","PVC박스 신설","HI SW박스 2G","개",18,{"$nulls":8},"",null,null,0,0,0]
["0101040103","5695EA11012","PVC박스 신설","HI 콘크리트4각 75","개",4,{"$nulls":8},"",null,null,0,0,0]
["0101040103","5695EA11013","PVC박스 신설","HI 콘크리트8각 75","개",13,{"$nulls":8},"",null,null,0,0,0]
["0101040103","5695EA12013","연결박스","","개",28,{"$nulls":8},"",null,null,0,0,0]
["0101040103","59754857276","박스지지금구","1구용(세대분전반용)","개",1,{"$nulls":8},"",null,null,0,0,0]
["0101040103","59754857277","박스지지금구","1구용(세대단자함용)","개",1,{"$nulls":8},"",null,null,0,0,0]
["0101040103","59754857278","박스지지금구","1구용","개",24,{"$nulls":8},"",null,null,0,0,0]
["0101040103","59754857280","박스지지금구","3구용","개",5,{"$nulls":8},"",null,null,0,0,0]
["0101040103","5695EB02011","관내배선","HIV 1.6mm","M",176.4,{"$nulls":8},"",null,null,0,0,0]
["0101040103","5695EB02012","관내배선","HIV 2.0mm","M",154.2,{"$nulls":8},"",null,null,0,0,0]
["0101040103","5695EB03070","관내배선","GV 1.6mm","M",13.3,{"$nulls":8},"",null,null,0,0,0]
["0101040103","5695EB03071","관내배선","GV 2.0mm","M",77.1,{"$nulls":8},"",null,null,0,0,0]
["0101040103","59400247001","와이어콘넥터","3.5 ㎟ x 2가닥","개",51,{"$nulls":8},"",null,null,0,0,0]
["0101040103","5695ED01110","콘센트신설","매입접지극부 1구 15A250V","개",7,{"$nulls":8},"",null,null,0,0,0]
["0101040103","5695ED01111","콘센트신설","매입접지극부 2구 15A250V","개",12,{"$nulls":8},"",null,null,0,0,0]
["0101040103","5695ED01112","콘센트신설","매입접지극부 4구 15A250V","개",1,{"$nulls":8},"",null,null,0,0,0]
["0101040103","5695ED01114","콘센트신설(방우콘센트)","매입접지극부 2구 15A250V","개",1,{"$nulls":8},"",null,null,0,0,0]
["0101040103","5695ED01117","콘센트신설(가로형)","매입접지극부 2구 15A250V","개",1,{"$nulls":8},"",null,null,0,0,0]
["0101040103","5695ED01118","콘센트신설(가로형방우콘센트)","매입접지극부 2구 15A250V","개",2,{"$nulls":8},"",null,null,0,0,0]
["0101040103","5695ED09019","와이드램프스위치신설(90MM)","매입대각형 1P","개",3,{"$nulls":8},"",null,null,0,0,0]
["0101040103","5695ED09020","와이드램프스위치신설(90MM)","매입대각형 2연용 1P","개",2,{"$nulls":8},"",null,null,0,0,0]
["0101040103","5695ED09021","와이드램프스위치신설(90MM)","매입대각형 3연용 1P","개",1,{"$nulls":8},"",null,null,0,0,0]
["0101040103","5695ED09022","와이드램프스위치신설(90MM)","매입대각형 4연용 1P","개",1,{"$nulls":8},"",null,null,0,0,0]
["0101040103","5695EZ20010","석고보드따기","전기","개소",31,{"$nulls":8},"",null,null,0,0,0]
["0101040103","56950280010","등기구보강","M바 표준형","SET",4,{"$nulls":8},"",null,null,0,0,0]
["0101040103","5695EZ90001","거실등","GES-00D","SET",1,{"$nulls":8},"",null,null,0,0,0]
["0101040103","5695EZ90002","안방등","CHL-00B","SET",1,{"$nulls":8},"",null,null,0,0,0]
["0101040103","5695EZ90003","침실등","CHS-00B","SET",2,{"$nulls":8},"",null,null,0,0,0]
["0101040103","5695EZ90004","현관등","HYS-00B","SET",1,{"$nulls":8},"",null,null,0,0,0]
["0101040103","5695EZ90005","욕실등","HWJ-01B","SET",1,{"$nulls":8},"",null,null,0,0,0]
["0101040103","5695EZ90006","발코니등","BKC-01B","SET",5,{"$nulls":8},"",null,null,0,0,0]
["0101040103","5695EZ90007","주방등","JBI-01A","SET",1,{"$nulls":8},"",null,null,0,0,0]
["0101040103","5695EZ90008","식탁등","SIT-01A","SET",1,{"$nulls":8},"",null,null,0,0,0]
["0101040103","5695EZ90009","복도등","HAL-00B","SET",2,{"$nulls":8},"",null,null,0,0,0]
["0101040103","5695EZ90050","세대분전반","MAIN:2P 50AF,분기:2P 30AFx4","면",1,{"$nulls":8},"",null,null,0,0,0]
{"$rows_empty":12}
[null,null,"[ 합           계 ]"]
[null,null,"0101040104  세대전기공사 기준층(59㎟ B)"]
["0101040104","5695EA04160","합성수지가요전선관","CD 16MM","M",134.5,{"$nulls":8},"",null,null,0,0,0]
["0101040104","5695EA11010","PVC박스 신설","HI SW박스 1G","개",12,{"$nulls":8},"",null,null,0,0,0]
["0101040104","5695EA11011","PVC박스 신설","HI SW박스 2G","개",17,{"$nulls":8},"",null,null,0,0,0]
["0101040104","5695EA11012","PVC박스 신설","HI 콘크리트4각 75","개",7,{"$nulls":8},"",null,null,0,0,0]
["0101040104","5695EA11013","PVC박스 신설","HI 콘크리트8각 75","개",10,{"$nulls":8},"",null,null,0,0,0]
["0101040104","5695EA12013","연결박스","","개",28,{"$nulls":8},"",null,null,0,0,0]
["0101040104","59754857276","박스지지금구","1구용(세대분전반용)","개",1,{"$nulls":8},"",null,null,0,0,0]
["0101040104","59754857277","박스지지금구","1구용(세대단자함용)","개",1,{"$nulls":8},"",null,null,0,0,0]
["0101040104","59754857278","박스지지금구","1구용","개",24,{"$nulls":8},"",null,null,0,0,0]
["0101040104","59754857280","박스지지금구","3구용","개",5,{"$nulls":8},"",null,null,0,0,0]
["0101040104","5695EB02011","관내배선","HIV 1.6mm","M",173.6,{"$nulls":8},"",null,null,0,0,0]
["0101040104","5695EB02012","관내배선","HIV 2.0mm","M",170.8,{"$nulls":8},"",null,null,0,0,0]
["0101040104","5695EB03070","관내배선","GV 1.6mm","M",14.3,{"$nulls":8},"",null,null,0,0,0]
["0101040104","5695EB03071","관내배선","GV 2.0mm","M",85.4,{"$nulls":8},"",null,null,0,0,0]
["0101040104","59400247001","와이어콘넥터","3.5 ㎟ x 2가닥","개",51,{"$nulls":8},"",null,null,0,0,0]
["0101040104","5695ED01110","콘센트신설","매입접지극부 1구 15A250V","개",6,{"$nulls":8},"",null,null,0,0,0]
["0101040104","5695ED01111","콘센트신설","매입접지극부 2구 15A250V","개",13,{"$nulls":8},"",null,null,0,0,0]
["0101040104","5695ED01112","콘센트신설","매입접지극부 4구 15A250V","개",1,{"$nulls":8},"",null,null,0,0,0]
["0101040104","5695ED01114","콘센트신설(방우콘센트)","매입접지극부 2구 15A250V","개",1,{"$nulls":8},"",null,null,0,0,0]
["0101040104","5695ED01117","콘센트신설(가로형)","매입접지극부 2구 15A250V","개",1,{"$nulls":8},"",null,null,0,0,0]
["0101040104","5695ED01118","콘센트신설(가로형방우콘센트)","매입접지극부 2구 15A250V","개",2,{"$nulls":8},"",null,null,0,0,0]
["0101040104","5695ED09019","와이드램프스위치신설(90MM)","매입대각형 1P","개",3,{"$nulls":8},"",null,null,0,0,0]
["0101040104","5695ED09020","와이드램프스위치신설(90MM)","매입대각형 2연용 1P","개",2,{"$nulls":8},"",null,null,0,0,0]
["0101040104","5695ED09021","와이드램프스위치신설(90MM)","매입대각형 3연용 1P","개",1,{"$nulls":8},"",null,null,0,0,0]
["0101040104","5695ED09022","와이드램프스위치신설(90MM)","매입대각형 4연용 1P","개",1,{"$nulls":8},"",null,null,0,0,0]
["0101040104","5695EZ20010","석고보드따기","전기","개소",31,{"$nulls":8},"",null,null,0,0,0]
["0101040104","56950280010","등기구보강","M바 표준형","SET",5,{"$nulls":8},"",null,null,0,0,0]
["0101040104","5695EZ90001","거실등","GES-00D","SET",1,{"$nulls":8},"",null,null,0,0,0]
["0101040104","5695EZ90002","안방등","CHL-00B","SET",1,{"$nulls":8},"",null,null,0,0,0]
["0101040104","5695EZ90003","침실등","CHS-00B","SET",2,{"$nulls":8},"",null,null,0,0,0]
["0101040104","5695EZ90004","현관등","HYS-00B","SET",1,{"$nulls":8},"",null,null,0,0,0]
["0101040104","5695EZ90005","욕실등","HWJ-01B","SET",2,{"$nulls":8},"",null,null,0,0,0]
["0101040104","5695EZ90006","발코니등","BKC-01B","SET",4,{"$nulls":8},"",null,null,0,0,0]
["0101040104","5695EZ90007","주방등","JBI-01A","SET",1,{"$nulls":8},"",null,null,0,0,0]
["0101040104","5695EZ90008","식탁등","SIT-01A","SET",1,{"$nulls":8},"",null,null,0,0,0]
["0101040104","5695EZ90009","복도등","HAL-00B","SET",2,{"$nulls":8},"",null,null,0,0,0]
["0101040104","5695EZ90050","세대분전반","MAIN:2P 50AF,분기:2P 30AFx4","면",1,{"$nulls":8},"",null,null,0,0,0]
{"$rows_empty":13}
[null,null,"[ 합           계 ]"]
[null,null,"01010402  전력간선공사"]
["01010402","5695EA01141","PVC PIPE 배관","HI 16MM","M",58.1,{"$nulls":8},"",null,null,0,0,0]
["01010402","5695EA01142","PVC PIPE 배관","HI 22MM","M",5.7,{"$nulls":8},"",null,null,0,0,0]
["01010402","5695EA01143","PVC PIPE 배관","HI 28MM","M",22.5,{"$nulls":8},"",null,null,0,0,0]
["01010402","5695EA02162","강제전선관배관","아연도 28MM","M",5.4,{"$nulls":8},"",null,null,0,0,0]
["01010402","5695EA02163","강제전선관배관","아연도 36MM","M",48.8,{"$nulls":8},"",null,null,0,0,0]
["01010402","5695EA02164","강제전선관배관","아연도 42MM","M",62.3,{"$nulls":8},"",null,null,0,0,0]
["01010402","5695EA02165","강제전선관배관","아연도 54MM","M",186.7,{"$nulls":8},"",null,null,0,0,0]
["01010402","5695EA02166","강제전선관배관","아연도 70MM","M",1.8,{"$nulls":8},"",null,null,0,0,0]
["01010402","5695EA02167","강제전선관배관","아연도 82MM","M",1.8,{"$nulls":8},"",null,null,0,0,0]
["01010402","5695EA04160","합성수지가요전선관","CD 16MM","M",1037.6,{"$nulls":8},"",null,null,0,0,0]
["01010402","59759017063","강재전선관용 부품","노말밴드, 아연도 42 mm","개",4,{"$nulls":8},"",null,null,0,0,0]
["01010402","59759017064","강재전선관용 부품","노말밴드, 아연도 54 mm","개",11,{"$nulls":8},"",null,null,0,0,0]
["01010402","59759017065","강재전선관용 부품","노말밴드, 아연도 70 mm","개",1,{"$nulls":8},"",null,null,0,0,0]
["01010402","59759017066","강재전선관용 부품","노말밴드, 아연도 82 mm","개",1,{"$nulls":8},"",null,null,0,0,0]
["01010402","CSES0020004","경질비닐전선관용 부품","노말밴드,HI 28C","EA",8,{"$nulls":8},"",null,null,0,0,0]
["01010402","59759017053","강재전선관용 부품","파이프크램프, 28 C","개",4,{"$nulls":8},"",null,null,0,0,0]
["01010402","59759017054","강재전선관용 부품","파이프크램프, 36 C","개",37,{"$nulls":8},"",null,null,0,0,0]
["01010402","59759017055","강재전선관용 부품","파이프크램프, 42 C","개",48,{"$nulls":8},"",null,null,0,0,0]
["01010402","59759017056","강재전선관용 부품","파이프크램프, 54 C","개",128,{"$nulls":8},"",null,null,0,0,0]
["01010402","59759017057","강재전선관용 부품","파이프크램프, 70 C","개",3,{"$nulls":8},"",null,null,0,0,0]
["01010402","59759017058","강재전선관용 부품","파이프크램프, 82 C","개",3,{"$nulls":8},"",null,null,0,0,0]
["01010402","5695EH01741","PULL BOX","250x250x100","개",7,{"$nulls":8},"",null,null,0,0,0]
["01010402","5695EH01714","PULL BOX","300x300x200","개",2,{"$nulls":8},"",null,null,0,0,0]
["01010402","5695EB02030","관내배선","HIV 2.0㎟","M",139.8,{"$nulls":8},"",null,null,0,0,0]
["01010402","5695EB02014","관내배선","HIV 5.5㎟","M",2314,{"$nulls":8},"",null,null,0,0,0]
["01010402","5695EB02015","관내배선","HIV 8㎟","M",122,{"$nulls":8},"",null,null,0,0,0]
["01010402","5695EB02017","관내배선","HIV 22㎟","M",160,{"$nulls":8},"",null,null,0,0,0]
["01010402","5695EB02028","관내배선","HIV 30㎟","M",316.6,{"$nulls":8},"",null,null,0,0,0]
["01010402","5695EB02018","관내배선","HIV 38㎟","M",455.8,{"$nulls":8},"",null,null,0,0,0]
["01010402","5695EB02029","관내배선","HIV 50㎟","M",380,{"$nulls":8},""]
["01010402","5695EB03071","관내배선","GV 2.0mm","M",46.6,{"$nulls":8},"",null,null,0,0,0]
["01010402","5695EB03075","관내배선","GV 2.0㎟","M",1141.6,{"$nulls":8},"",null,null,0,0,0]
["01010402","5695EB03080","관내배선","GV 5.5㎟","M",38.2,{"$nulls":8},"",null,null,0,0,0]
["01010402","5695EB03081","관내배선","GV 8㎟","M",124.7,{"$nulls":8},"",null,null,0,0,0]
["01010402","5695EB03082","관내배선","GV 14㎟","M",214.5,{"$nulls":8},"",null,null,0,0,0]
["01010402","5695EB03083","관내배선","GV 22㎟","M",22.5,{"$nulls":8},"",null,null,0,0,0]
["01010402","5695EZ02012","접지","E3","개소",1,{"$nulls":8},"",null,null,0,0,0]
["01010402","59751777102","접지첨가제","접지저항저감제,아스판,10 Kg","개",1,{"$nulls":8},"",null,null,0,0,0]
["01010402","5695EQ31012","단말처리(압착터미날포함)","14MM2","조",28,{"$nulls":8},"",null,null,0,0,0]
["01010402","5695EQ31013","단말처리(압착터미날포함)","22MM2","조",8,{"$nulls":8},"",null,null,0,0,0]
["01010402","5695EQ31023","단말처리(압착터미날포함)","30MM2","조",116,{"$nulls":8},"",null,null,0,0,0]
["01010402","5695EQ31014","단말처리(압착터미날포함)","38MM2","조",92,{"$nulls":8},"",null,null,0,0,0]
["01010402","5695EQ31024","단말처리(압착터미날포함)","50MM2","조",8,{"$nulls":8},""]
["01010402","5695N020077","세대계량기반(2세대용)","450W*500H*160D(옥내)","면",16,{"$nulls":8},""]
["01010402","5695N020081","세대계량기반(6세대용)","650W*900H*160D(옥내)","면",12,{"$nulls":8},""]
["01010402","59754857285","보강철물","계량기함","개",28,{"$nulls":8},"",null,null,0,0,0]
["01010402","56950240050","관로구방수","D50","개소",1,{"$nulls":8},"",null,null,0,0,0]
["01010402","56950140200","파이프지지대"," W200","개소",30,{"$nulls":8},""]
["01010402","56950140300","파이프지지대"," W300","개소",1,{"$nulls":8},"",null,null,0,0,0]
["01010402","5695CSE1098","파이프지지","W 50","개소",38,{"$nulls":8},"",null,null,0,0,0]
["01010402","5695CSE1099","파이프지지","W 100","개소",27,{"$nulls":8},"",null,null,0,0,0]
["01010402","5695CSE1100","파이프지지","W 150","개소",15,{"$nulls":8},""]
["01010402","5695CSE1101","파이프지지","W 200","개소",30,{"$nulls":8},"",null,null,0,0,0]
["01010402","5695CSE1102","파이프지지","W 300","개소",4,{"$nulls":8},"",null,null,0,0,0]
["01010402","5695CSE1105","파이프지지","W 600","개소",2,{"$nulls":8},"",null,null,0,0,0]
["01010402","5695N020025","LM/LEM(204동)","900W*2000H*250D(옥내)","면",1,{"$nulls":8},"",null,null,0,0,0]
["01010402","5695N020030","LP-1A(204동)","750W*1000H*200D(옥내)","면",1,{"$nulls":8},"",null,null,0,0,0]
["01010402","5695N020031","LP-1B(204동)","750W*1000H*200D(옥내)","면",1,{"$nulls":8},"",null,null,0,0,0]
["01010402","5695N020026","LP-2A(204동)","500W*500H*180D(옥내)","면",1,{"$nulls":8},"",null,null,0,0,0]
["01010402","5695N020027","LP-2B(204동)","500W*500H*180D(옥내)","면",1,{"$nulls":8},"",null,null,0,0,0]
["01010402","5695N020029","SUB(204동)","600W*600H*180D(옥내)","면",1,{"$nulls":8},"",null,null,0,0,0]
["01010402","5695N020028","제연휀조작반(204동)","500W*600H*200D(옥내)","면",1,{"$nulls":8},"",null,null,0,0,0]
["01010402","5695N020101","배수펌프조작반","500Wx500Hx200D(옥내)","면",2,{"$nulls":8},""]
{"$rows_empty":13}
[null,null,"[ 합           계 ]"]
[null,null,"01010403  공용부전등전열공사"]
["01010403","5695EA01141","PVC PIPE 배관","HI 16MM","M",425.7,{"$nulls":8},"",null,null,0,0,0]
["01010403","5695EA02160","강제전선관배관","아연도 16MM","M",19.6,{"$nulls":8},"",null,null,0,0,0]
["01010403","5695EA02161","강제전선관배관","아연도 22MM","M",2.7,{"$nulls":8},""]
["01010403","5695EA04160","합성수지가요전선관","CD 16MM","M",1024.3,{"$nulls":8},"",null,null,0,0,0]
["01010403","5695EA04161","합성수지가요전선관","CD 22MM","M",68.1,{"$nulls":8},"",null,null,0,0,0]
["01010403","5695EA05169","후렉시블전선관","16MM(방수형)","M",8,{"$nulls":8},"",null,null,0,0,0]
["01010403","5695EA05170","후렉시블전선관","22MM(방수형)","M",1,{"$nulls":8},""]
["01010403","59753017063","1종가요관 부속품","박스커넥터-비닐, 16mm 방수","개",8,{"$nulls":8},"",null,null,0,0,0]
["01010403","59753017064","1종가요관 부속품","박스커넥터-비닐, 22mm 방수","개",2,{"$nulls":8},""]
["01010403","59759017051","강재전선관용 부품","파이프크램프, 16 C","개",6,{"$nulls":8},"",null,null,0,0,0]
["01010403","5695EA11010","PVC박스 신설","HI SW박스 1G","개",24,{"$nulls":8},"",null,null,0,0,0]
["01010403","5695EA11011","PVC박스 신설","HI SW박스 2G","개",53,{"$nulls":8},"",null,null,0,0,0]
["01010403","5695EA11012","PVC박스 신설","HI 콘크리트4각 75","개",7,{"$nulls":8},"",null,null,0,0,0]
["01010403","5695EA11013","PVC박스 신설","HI 콘크리트8각 75","개",192,{"$nulls":8},"",null,null,0,0,0]
["01010403","5695EH01090","조인트박스설치","100x100x50","개",1,{"$nulls":8},"",null,null,0,0,0]
["01010403","5695EH01092","조인트박스설치","100x100x100","개",1,{"$nulls":8},""]
["01010403","5695EH01700","PULL BOX","150x150x100","개",2,{"$nulls":8},"",null,null,0,0,0]
["01010403","5695EB02011","관내배선","HIV 1.6mm","M",3607.6,{"$nulls":8},"",null,null,0,0,0]
["01010403","5695EB02012","관내배선","HIV 2.0mm","M",845.4,{"$nulls":8},"",null,null,0,0,0]
["01010403","5695EB02030","관내배선","HIV 2.0㎟","M",47.4,{"$nulls":8},"",null,null,0,0,0]
["01010403","5695EB02014","관내배선","HIV 5.5㎟","M",14.1,{"$nulls":8},""]
["01010403","5695EB03071","관내배선","GV 2.0mm","M",438.5,{"$nulls":8},"",null,null,0,0,0]
["01010403","5695EB03080","관내배선","GV 5.5㎟","M",4.7,{"$nulls":8},""]
["01010403","5695EC12035","제어용케이블신설","CVV 1.6mm x3C","M",15.8,{"$nulls":8},"",null,null,0,0,0]
["01010403","59400247001","와이어콘넥터","3.5 ㎟ x 2가닥","개",597,{"$nulls":8},"",null,null,0,0,0]
["01010403","5695ED09010","와이드스위치신설(90MM)","매입대각형 1P","개",7,{"$nulls":8},"",null,null,0,0,0]
["01010403","5695ED09011","와이드스위치신설(90MM)","매입대각형 2연용 1P","개",2,{"$nulls":8},"",null,null,0,0,0]
["01010403","5695ED09018","와이드스위치신설(90MM)","매입대각형 3로 1P","개",6,{"$nulls":8},"",null,null,0,0,0]
["01010403","5695ED01110","콘센트신설","매입접지극부 1구 15A250V","개",28,{"$nulls":8},""]
["01010403","5695ED01111","콘센트신설","매입접지극부 2구 15A250V","개",32,{"$nulls":8},"",null,null,0,0,0]
["01010403","5695ED01116","콘센트신설","노출접지극부 2구 15A250V","개",13,{"$nulls":8},"",null,null,0,0,0]
["01010403","56950120022","파이프행가"," 22 C","개소",1,{"$nulls":8},""]
["01010403","56950140100","파이프지지대"," W100","개소",3,{"$nulls":8},"",null,null,0,0,0]
["01010403","56950180001","동력배관지지가대","모타배관지지","개소",2,{"$nulls":8},"",null,null,0,0,0]
["01010403","5695EZ90022","센서등(E)","IL 60W","SET",159,{"$nulls":8},""]
["01010403","5695EZ90024","직부등(G)","IL 60W","SET",2,{"$nulls":8},""]
["01010403","5695EZ90029","갓등 P.P(J1)","FL 20W x2","SET",4,{"$nulls":8},""]
["01010403","5695EZ90031","직부등(L)","EL 20W","SET",34,{"$nulls":8},""]
{"$rows_empty":12}
[null,null,"[ 합           계 ]"]
[null,null,"01010404  피뢰침설치공사"]
["01010404","5695EA01142","PVC PIPE 배관","HI 22MM","M",138.2,{"$nulls":8},"",null,null,0,0,0]
["01010404","5695EA22301","워더캡 설치","철제 22","개",2,{"$nulls":8},"",null,null,0,0,0]
["01010404","5695EH01090","조인트박스설치","100x100x50","개",2,{"$nulls":8},"",null,null,0,0,0]
["01010404","5695EB03085","관내배선","GV 38㎟","M",158.2,{"$nulls":8},"",null,null,0,0,0]
["01010404","5695EI25010","접지단자함","1극용(250X420X150)","개",2,{"$nulls":8},"",null,null,0,0,0]
["01010404","5695EZ02010","접지","E1","개소",2,{"$nulls":8},"",null,null,0,0,0]
["01010404","59751777102","접지첨가제","접지저항저감제,아스판,10 Kg","개",2,{"$nulls":8},"",null,null,0,0,0]
["01010404","56950240050","관로구방수","D50","개소",2,{"$nulls":8},"",null,null,0,0,0]
["01010404","5695N020160","이온방사형 광혁피뢰침","PRFVECTRON S6.6","식",1,{"$nulls":8},""]
{"$rows_empty":15}
[null,null,"[ 합           계 ]"]
[null,null,"0101050101  세대전기공사 기준층 (39㎟)"]
["0101050101","5695EA04160","합성수지가요전선관","CD 16MM","M",93.2,{"$nulls":8},"",null,null,0,0,0]
["0101050101","5695EA11010","PVC박스 신설","HI SW박스 1G","개",10,{"$nulls":8},"",null,null,0,0,0]
["0101050101","5695EA11011","PVC박스 신설","HI SW박스 2G","개",11,{"$nulls":8},"",null,null,0,0,0]
["0101050101","5695EA11012","PVC박스 신설","HI 콘크리트4각 75","개",2,{"$nulls":8},"",null,null,0,0,0]
["0101050101","5695EA11013","PVC박스 신설","HI 콘크리트8각 75","개",6,{"$nulls":8},"",null,null,0,0,0]
["0101050101","5695EA12013","연결박스","","개",18,{"$nulls":8},"",null,null,0,0,0]
["0101050101","59754857276","박스지지금구","1구용(세대분전반용)","개",1,{"$nulls":8},"",null,null,0,0,0]
["0101050101","59754857277","박스지지금구","1구용(세대단자함용)","개",1,{"$nulls":8},"",null,null,0,0,0]
["0101050101","59754857278","박스지지금구","1구용","개",19,{"$nulls":8},"",null,null,0,0,0]
["0101050101","59754857279","박스지지금구","2구용","개",1,{"$nulls":8},"",null,null,0,0,0]
["0101050101","59754857280","박스지지금구","3구용","개",2,{"$nulls":8},"",null,null,0,0,0]
["0101050101","5695EB02011","관내배선","HIV 1.6mm","M",80,{"$nulls":8},"",null,null,0,0,0]
["0101050101","5695EB02012","관내배선","HIV 2.0mm","M",147.8,{"$nulls":8},"",null,null,0,0,0]
["0101050101","5695EB03070","관내배선","GV 1.6mm","M",10,{"$nulls":8},"",null,null,0,0,0]
["0101050101","5695EB03071","관내배선","GV 2.0mm","M",73.9,{"$nulls":8},"",null,null,0,0,0]
["0101050101","59400247001","와이어콘넥터","3.5 ㎟ x 2가닥","개",24,{"$nulls":8},"",null,null,0,0,0]
["0101050101","5695ED01110","콘센트신설","매입접지극부 1구 15A250V","개",6,{"$nulls":8},"",null,null,0,0,0]
["0101050101","5695ED01111","콘센트신설","매입접지극부 2구 15A250V","개",8,{"$nulls":8},"",null,null,0,0,0]
["0101050101","5695ED01112","콘센트신설","매입접지극부 4구 15A250V","개",1,{"$nulls":8},"",null,null,0,0,0]
["0101050101","5695ED01114","콘센트신설(방우콘센트)","매입접지극부 2구 15A250V","개",1,{"$nulls":8},"",null,null,0,0,0]
["0101050101","5695ED01117","콘센트신설(가로형)","매입접지극부 2구 15A250V","개",1,{"$nulls":8},"",null,null,0,0,0]
["0101050101","5695ED01118","콘센트신설(가로형방우콘센트)","매입접지극부 2구 15A250V","개",1,{"$nulls":8},"",null,null,0,0,0]
["0101050101","5695ED09019","와이드램프스위치신설(90MM)","매입대각형 1P","개",1,{"$nulls":8},"",null,null,0,0,0]
["0101050101","5695ED09020","와이드램프스위치신설(90MM)","매입대각형 2연용 1P","개",2,{"$nulls":8},"",null,null,0,0,0]
["0101050101","5695ED09021","와이드램프스위치신설(90MM)","매입대각형 3연용 1P","개",1,{"$nulls":8},"",null,null,0,0,0]
["0101050101","5695EZ20010","석고보드따기","전기","개소",19,{"$nulls":8},"",null,null,0,0,0]
["0101050101","56950280010","등기구보강","M바 표준형","SET",3,{"$nulls":8},"",null,null,0,0,0]
["0101050101","5695EZ90001","거실등","GES-00D","SET",1,{"$nulls":8},"",null,null,0,0,0]
["0101050101","5695EZ90003","침실등","CHS-00B","SET",1,{"$nulls":8},"",null,null,0,0,0]
["0101050101","5695EZ90004","현관등","HYS-00B","SET",1,{"$nulls":8},"",null,null,0,0,0]
["0101050101","5695EZ90005","욕실등","HWJ-01B","SET",1,{"$nulls":8},"",null,null,0,0,0]
["0101050101","5695EZ90006","발코니등","BKC-01B","SET",1,{"$nulls":8},"",null,null,0,0,0]
["0101050101","5695EZ90007","주방등","JBI-01A","SET",1,{"$nulls":8},"",null,null,0,0,0]
["0101050101","5695EZ90008","식탁등","SIT-01A","SET",1,{"$nulls":8},"",null,null,0,0,0]
["0101050101","5695EZ90050","세대분전반","MAIN:2P 50AF,분기:2P 30AFx4","면",1,{"$nulls":8},"",null,null,0,0,0]
{"$rows_empty":15}
[null,null,"[ 합           계 ]"]
[null,null,"0101050102  세대전기공사 기준층(49㎟ A)"]
["0101050102","5695EA04160","합성수지가요전선관","CD 16MM","M",103.6,{"$nulls":8},"",null,null,0,0,0]
["0101050102","5695EA04161","합성수지가요전선관","CD 22MM","M",2.1,{"$nulls":8},"",null,null,0,0,0]
["0101050102","5695EA11010","PVC박스 신설","HI SW박스 1G","개",9,{"$nulls":8},"",null,null,0,0,0]
["0101050102","5695EA11011","PVC박스 신설","HI SW박스 2G","개",14,{"$nulls":8},"",null,null,0,0,0]
["0101050102","5695EA11012","PVC박스 신설","HI 콘크리트4각 75","개",3,{"$nulls":8},"",null,null,0,0,0]
["0101050102","5695EA11013","PVC박스 신설","HI 콘크리트8각 75","개",11,{"$nulls":8},"",null,null,0,0,0]
["0101050102","5695EA12013","연결박스","","개",22,{"$nulls":8},"",null,null,0,0,0]
["0101050102","59754857276","박스지지금구","1구용(세대분전반용)","개",1,{"$nulls":8},"",null,null,0,0,0]
["0101050102","59754857277","박스지지금구","1구용(세대단자함용)","개",1,{"$nulls":8},"",null,null,0,0,0]
["0101050102","59754857278","박스지지금구","1구용","개",20,{"$nulls":8},"",null,null,0,0,0]
["0101050102","59754857280","박스지지금구","3구용","개",4,{"$nulls":8},"",null,null,0,0,0]
["0101050102","5695EB02011","관내배선","HIV 1.6mm","M",137.4,{"$nulls":8},"",null,null,0,0,0]
["0101050102","5695EB02012","관내배선","HIV 2.0mm","M",139.8,{"$nulls":8},"",null,null,0,0,0]
["0101050102","5695EB03070","관내배선","GV 1.6mm","M",9.2,{"$nulls":8},"",null,null,0,0,0]
["0101050102","5695EB03071","관내배선","GV 2.0mm","M",69.9,{"$nulls":8},"",null,null,0,0,0]
["0101050102","59400247001","와이어콘넥터","3.5 ㎟ x 2가닥","개",42,{"$nulls":8},"",null,null,0,0,0]
["0101050102","5695ED01110","콘센트신설","매입접지극부 1구 15A250V","개",6,{"$nulls":8},"",null,null,0,0,0]
["0101050102","5695ED01111","콘센트신설","매입접지극부 2구 15A250V","개",9,{"$nulls":8},"",null,null,0,0,0]
["0101050102","5695ED01112","콘센트신설","매입접지극부 4구 15A250V","개",1,{"$nulls":8},"",null,null,0,0,0]
["0101050102","5695ED01114","콘센트신설(방우콘센트)","매입접지극부 2구 15A250V","개",1,{"$nulls":8},"",null,null,0,0,0]
["0101050102","5695ED01117","콘센트신설(가로형)","매입접지극부 2구 15A250V","개",1,{"$nulls":8},"",null,null,0,0,0]
["0101050102","5695ED01118","콘센트신설(가로형방우콘센트)","매입접지극부 2구 15A250V","개",1,{"$nulls":8},"",null,null,0,0,0]
["0101050102","5695ED09019","와이드램프스위치신설(90MM)","매입대각형 1P","개",2,{"$nulls":8},"",null,null,0,0,0]
["0101050102","5695ED09020","와이드램프스위치신설(90MM)","매입대각형 2연용 1P","개",1,{"$nulls":8},"",null,null,0,0,0]
["0101050102","5695ED09021","와이드램프스위치신설(90MM)","매입대각형 3연용 1P","개",2,{"$nulls":8},"",null,null,0,0,0]
["0101050102","5695EZ20010","석고보드따기","전기","개소",25,{"$nulls":8},"",null,null,0,0,0]
["0101050102","56950280010","등기구보강","M바 표준형","SET",4,{"$nulls":8},"",null,null,0,0,0]
["0101050102","5695EZ90001","거실등","GES-00D","SET",1,{"$nulls":8},"",null,null,0,0,0]
["0101050102","5695EZ90002","안방등","CHL-00B","SET",1,{"$nulls":8},"",null,null,0,0,0]
["0101050102","5695EZ90003","침실등","CHS-00B","SET",1,{"$nulls":8},"",null,null,0,0,0]
["0101050102","5695EZ90004","현관등","HYS-00B","SET",1,{"$nulls":8},"",null,null,0,0,0]
["0101050102","5695EZ90005","욕실등","HWJ-01B","SET",1,{"$nulls":8},"",null,null,0,0,0]
["0101050102","5695EZ90006","발코니등","BKC-01B","SET",4,{"$nulls":8},"",null,null,0,0,0]
["0101050102","5695EZ90007","주방등","JBI-01A","SET",1,{"$nulls":8},"",null,null,0,0,0]
["0101050102","5695EZ90008","식탁등","SIT-01A","SET",1,{"$nulls":8},"",null,null,0,0,0]
["0101050102","5695EZ90009","복도등","HAL-00B","SET",2,{"$nulls":8},"",null,null,0,0,0]
["0101050102","5695EZ90050","세대분전반","MAIN:2P 50AF,분기:2P 30AFx4","면",1,{"$nulls":8},"",null,null,0,0,0]
{"$rows_empty":13}
[null,null,"[ 합           계 ]"]
[null,null,"0101050103  세대전기공사 기준층(59㎟ A)"]
["0101050103","5695EA04160","합성수지가요전선관","CD 16MM","M",124.5,{"$nulls":8},"",null,null,0,0,0]
["0101050103","5695EA04161","합성수지가요전선관","CD 22MM","M",2.3,{"$nulls":8},"",null,null,0,0,0]
["0101050103","5695EA11010","PVC박스 신설","HI SW박스 1G","개",11,{"$nulls":8},"",null,null,0,0,0]
["0101050103","5695EA11011","PVC박스 신설","HI SW박스 2G","개",18,{"$nulls":8},"",null,null,0,0,0]
["0101050103","5695EA11012","PVC박스 신설","HI 콘크리트4각 75","개",4,{"$nulls":8},"",null,null,0,0,0]
["0101050103","5695EA11013","PVC박스 신설","HI 콘크리트8각 75","개",13,{"$nulls":8},"",null,null,0,0,0]
["0101050103","5695EA12013","연결박스","","개",28,{"$nulls":8},"",null,null,0,0,0]
["0101050103","59754857276","박스지지금구","1구용(세대분전반용)","개",1,{"$nulls":8},"",null,null,0,0,0]
["0101050103","59754857277","박스지지금구","1구용(세대단자함용)","개",1,{"$nulls":8},"",null,null,0,0,0]
["0101050103","59754857278","박스지지금구","1구용","개",24,{"$nulls":8},"",null,null,0,0,0]
["0101050103","59754857280","박스지지금구","3구용","개",5,{"$nulls":8},"",null,null,0,0,0]
["0101050103","5695EB02011","관내배선","HIV 1.6mm","M",176.4,{"$nulls":8},"",null,null,0,0,0]
["0101050103","5695EB02012","관내배선","HIV 2.0mm","M",154.2,{"$nulls":8},"",null,null,0,0,0]
["0101050103","5695EB03070","관내배선","GV 1.6mm","M",13.3,{"$nulls":8},"",null,null,0,0,0]
["0101050103","5695EB03071","관내배선","GV 2.0mm","M",77.1,{"$nulls":8},"",null,null,0,0,0]
["0101050103","59400247001","와이어콘넥터","3.5 ㎟ x 2가닥","개",51,{"$nulls":8},"",null,null,0,0,0]
["0101050103","5695ED01110","콘센트신설","매입접지극부 1구 15A250V","개",7,{"$nulls":8},"",null,null,0,0,0]
["0101050103","5695ED01111","콘센트신설","매입접지극부 2구 15A250V","개",12,{"$nulls":8},"",null,null,0,0,0]
["0101050103","5695ED01112","콘센트신설","매입접지극부 4구 15A250V","개",1,{"$nulls":8},"",null,null,0,0,0]
["0101050103","5695ED01114","콘센트신설(방우콘센트)","매입접지극부 2구 15A250V","개",1,{"$nulls":8},"",null,null,0,0,0]
["0101050103","5695ED01117","콘센트신설(가로형)","매입접지극부 2구 15A250V","개",1,{"$nulls":8},"",null,null,0,0,0]
["0101050103","5695ED01118","콘센트신설(가로형방우콘센트)","매입접지극부 2구 15A250V","개",2,{"$nulls":8},"",null,null,0,0,0]
["0101050103","5695ED09019","와이드램프스위치신설(90MM)","매입대각형 1P","개",3,{"$nulls":8},"",null,null,0,0,0]
["0101050103","5695ED09020","와이드램프스위치신설(90MM)","매입대각형 2연용 1P","개",2,{"$nulls":8},"",null,null,0,0,0]
["0101050103","5695ED09021","와이드램프스위치신설(90MM)","매입대각형 3연용 1P","개",1,{"$nulls":8},"",null,null,0,0,0]
["0101050103","5695ED09022","와이드램프스위치신설(90MM)","매입대각형 4연용 1P","개",1,{"$nulls":8},"",null,null,0,0,0]
["0101050103","5695EZ20010","석고보드따기","전기","개소",31,{"$nulls":8},"",null,null,0,0,0]
["0101050103","56950280010","등기구보강","M바 표준형","SET",4,{"$nulls":8},"",null,null,0,0,0]
["0101050103","5695EZ90001","거실등","GES-00D","SET",1,{"$nulls":8},"",null,null,0,0,0]
["0101050103","5695EZ90002","안방등","CHL-00B","SET",1,{"$nulls":8},"",null,null,0,0,0]
["0101050103","5695EZ90003","침실등","CHS-00B","SET",2,{"$nulls":8},"",null,null,0,0,0]
["0101050103","5695EZ90004","현관등","HYS-00B","SET",1,{"$nulls":8},"",null,null,0,0,0]
["0101050103","5695EZ90005","욕실등","HWJ-01B","SET",1,{"$nulls":8},"",null,null,0,0,0]
["0101050103","5695EZ90006","발코니등","BKC-01B","SET",5,{"$nulls":8},"",null,null,0,0,0]
["0101050103","5695EZ90007","주방등","JBI-01A","SET",1,{"$nulls":8},"",null,null,0,0,0]
["0101050103","5695EZ90008","식탁등","SIT-01A","SET",1,{"$nulls":8},"",null,null,0,0,0]
["0101050103","5695EZ90009","복도등","HAL-00B","SET",2,{"$nulls":8},"",null,null,0,0,0]
["0101050103","5695EZ90050","세대분전반","MAIN:2P 50AF,분기:2P 30AFx4","면",1,{"$nulls":8},"",null,null,0,0,0]
{"$rows_empty":12}
[null,null,"[ 합           계 ]"]
[null,null,"0101050104  세대전기공사 기준층(59㎟ B)"]
["0101050104","5695EA04160","합성수지가요전선관","CD 16MM","M",134.5,{"$nulls":8},"",null,null,0,0,0]
["0101050104","5695EA11010","PVC박스 신설","HI SW박스 1G","개",12,{"$nulls":8},"",null,null,0,0,0]
["0101050104","5695EA11011","PVC박스 신설","HI SW박스 2G","개",17,{"$nulls":8},"",null,null,0,0,0]
["0101050104","5695EA11012","PVC박스 신설","HI 콘크리트4각 75","개",7,{"$nulls":8},"",null,null,0,0,0]
["0101050104","5695EA11013","PVC박스 신설","HI 콘크리트8각 75","개",10,{"$nulls":8},"",null,null,0,0,0]
["0101050104","5695EA12013","연결박스","","개",28,{"$nulls":8},"",null,null,0,0,0]
["0101050104","59754857276","박스지지금구","1구용(세대분전반용)","개",1,{"$nulls":8},"",null,null,0,0,0]
["0101050104","59754857277","박스지지금구","1구용(세대단자함용)","개",1,{"$nulls":8},"",null,null,0,0,0]
["0101050104","59754857278","박스지지금구","1구용","개",24,{"$nulls":8},"",null,null,0,0,0]
["0101050104","59754857280","박스지지금구","3구용","개",5,{"$nulls":8},"",null,null,0,0,0]
["0101050104","5695EB02011","관내배선","HIV 1.6mm","M",173.6,{"$nulls":8},"",null,null,0,0,0]
["0101050104","5695EB02012","관내배선","HIV 2.0mm","M",170.8,{"$nulls":8},"",null,null,0,0,0]
["0101050104","5695EB03070","관내배선","GV 1.6mm","M",14.3,{"$nulls":8},"",null,null,0,0,0]
["0101050104","5695EB03071","관내배선","GV 2.0mm","M",85.4,{"$nulls":8},"",null,null,0,0,0]
["0101050104","59400247001","와이어콘넥터","3.5 ㎟ x 2가닥","개",51,{"$nulls":8},"",null,null,0,0,0]
["0101050104","5695ED01110","콘센트신설","매입접지극부 1구 15A250V","개",6,{"$nulls":8},"",null,null,0,0,0]
["0101050104","5695ED01111","콘센트신설","매입접지극부 2구 15A250V","개",13,{"$nulls":8},"",null,null,0,0,0]
["0101050104","5695ED01112","콘센트신설","매입접지극부 4구 15A250V","개",1,{"$nulls":8},"",null,null,0,0,0]
["0101050104","5695ED01114","콘센트신설(방우콘센트)","매입접지극부 2구 15A250V","개",1,{"$nulls":8},"",null,null,0,0,0]
["0101050104","5695ED01117","콘센트신설(가로형)","매입접지극부 2구 15A250V","개",1,{"$nulls":8},"",null,null,0,0,0]
["0101050104","5695ED01118","콘센트신설(가로형방우콘센트)","매입접지극부 2구 15A250V","개",2,{"$nulls":8},"",null,null,0,0,0]
["0101050104","5695ED09019","와이드램프스위치신설(90MM)","매입대각형 1P","개",3,{"$nulls":8},"",null,null,0,0,0]
["0101050104","5695ED09020","와이드램프스위치신설(90MM)","매입대각형 2연용 1P","개",2,{"$nulls":8},"",null,null,0,0,0]
["0101050104","5695ED09021","와이드램프스위치신설(90MM)","매입대각형 3연용 1P","개",1,{"$nulls":8},"",null,null,0,0,0]
["0101050104","5695ED09022","와이드램프스위치신설(90MM)","매입대각형 4연용 1P","개",1,{"$nulls":8},"",null,null,0,0,0]
["0101050104","5695EZ20010","석고보드따기","전기","개소",31,{"$nulls":8},"",null,null,0,0,0]
["0101050104","56950280010","등기구보강","M바 표준형","SET",5,{"$nulls":8},"",null,null,0,0,0]
["0101050104","5695EZ90001","거실등","GES-00D","SET",1,{"$nulls":8},"",null,null,0,0,0]
["0101050104","5695EZ90002","안방등","CHL-00B","SET",1,{"$nulls":8},"",null,null,0,0,0]
["0101050104","5695EZ90003","침실등","CHS-00B","SET",2,{"$nulls":8},"",null,null,0,0,0]
["0101050104","5695EZ90004","현관등","HYS-00B","SET",1,{"$nulls":8},"",null,null,0,0,0]
["0101050104","5695EZ90005","욕실등","HWJ-01B","SET",2,{"$nulls":8},"",null,null,0,0,0]
["0101050104","5695EZ90006","발코니등","BKC-01B","SET",4,{"$nulls":8},"",null,null,0,0,0]
["0101050104","5695EZ90007","주방등","JBI-01A","SET",1,{"$nulls":8},"",null,null,0,0,0]
["0101050104","5695EZ90008","식탁등","SIT-01A","SET",1,{"$nulls":8},"",null,null,0,0,0]
["0101050104","5695EZ90009","복도등","HAL-00B","SET",2,{"$nulls":8},"",null,null,0,0,0]
["0101050104","5695EZ90050","세대분전반","MAIN:2P 50AF,분기:2P 30AFx4","면",1,{"$nulls":8},"",null,null,0,0,0]
{"$rows_empty":13}
[null,null,"[ 합           계 ]"]
[null,null,"01010502  전력간선공사"]
["01010502","5695EA01141","PVC PIPE 배관","HI 16MM","M",44.9,{"$nulls":8},"",null,null,0,0,0]
["01010502","5695EA01142","PVC PIPE 배관","HI 22MM","M",5.7,{"$nulls":8},"",null,null,0,0,0]
["01010502","5695EA01143","PVC PIPE 배관","HI 28MM","M",22.6,{"$nulls":8},"",null,null,0,0,0]
["01010502","5695EA02162","강제전선관배관","아연도 28MM","M",8.1,{"$nulls":8},"",null,null,0,0,0]
["01010502","5695EA02163","강제전선관배관","아연도 36MM","M",53.6,{"$nulls":8},"",null,null,0,0,0]
["01010502","5695EA02164","강제전선관배관","아연도 42MM","M",97.5,{"$nulls":8},"",null,null,0,0,0]
["01010502","5695EA02165","강제전선관배관","아연도 54MM","M",148,{"$nulls":8},"",null,null,0,0,0]
["01010502","5695EA02167","강제전선관배관","아연도 82MM","M",3.6,{"$nulls":8},"",null,null,0,0,0]
["01010502","5695EA04160","합성수지가요전선관","CD 16MM","M",994.8,{"$nulls":8},"",null,null,0,0,0]
["01010502","59759017063","강재전선관용 부품","노말밴드, 아연도 42 mm","개",6,{"$nulls":8},"",null,null,0,0,0]
["01010502","59759017064","강재전선관용 부품","노말밴드, 아연도 54 mm","개",8,{"$nulls":8},"",null,null,0,0,0]
["01010502","59759017066","강재전선관용 부품","노말밴드, 아연도 82 mm","개",2,{"$nulls":8},"",null,null,0,0,0]
["01010502","CSES0020004","경질비닐전선관용 부품","노말밴드,HI 28C","EA",8,{"$nulls":8},"",null,null,0,0,0]
["01010502","59759017053","강재전선관용 부품","파이프크램프, 28 C","개",6,{"$nulls":8},"",null,null,0,0,0]
["01010502","59759017054","강재전선관용 부품","파이프크램프, 36 C","개",40,{"$nulls":8},"",null,null,0,0,0]
["01010502","59759017055","강재전선관용 부품","파이프크램프, 42 C","개",72,{"$nulls":8},"",null,null,0,0,0]
["01010502","59759017056","강재전선관용 부품","파이프크램프, 54 C","개",98,{"$nulls":8},"",null,null,0,0,0]
["01010502","59759017058","강재전선관용 부품","파이프크램프, 82 C","개",4,{"$nulls":8},"",null,null,0,0,0]
["01010502","5695EH01741","PULL BOX","250x250x100","개",5,{"$nulls":8},"",null,null,0,0,0]
["01010502","5695EH01714","PULL BOX","300x300x200","개",2,{"$nulls":8},"",null,null,0,0,0]
["01010502","5695EB02030","관내배선","HIV 2.0㎟","M",109.2,{"$nulls":8},"",null,null,0,0,0]
["01010502","5695EB02014","관내배선","HIV 5.5㎟","M",2206.4,{"$nulls":8},"",null,null,0,0,0]
["01010502","5695EB02015","관내배선","HIV 8㎟","M",122.4,{"$nulls":8},"",null,null,0,0,0]
["01010502","5695EB02017","관내배선","HIV 22㎟","M",179.2,{"$nulls":8},"",null,null,0,0,0]
["01010502","5695EB02028","관내배선","HIV 30㎟","M",508.7,{"$nulls":8},"",null,null,0,0,0]
["01010502","5695EB02018","관내배선","HIV 38㎟","M",656.5,{"$nulls":8},"",null,null,0,0,0]
["01010502","5695EB03071","관내배선","GV 2.0mm","M",36.4,{"$nulls":8},"",null,null,0,0,0]
["01010502","5695EB03075","관내배선","GV 2.0㎟","M",1087.8,{"$nulls":8},"",null,null,0,0,0]
["01010502","5695EB03080","관내배선","GV 5.5㎟","M",38.3,{"$nulls":8},"",null,null,0,0,0]
["01010502","5695EB03081","관내배선","GV 8㎟","M",180.3,{"$nulls":8},"",null,null,0,0,0]
["01010502","5695EB03082","관내배선","GV 14㎟","M",166.9,{"$nulls":8},"",null,null,0,0,0]
["01010502","5695EB03083","관내배선","GV 22㎟","M",19.5,{"$nulls":8},"",null,null,0,0,0]
["01010502","5695EZ02012","접지","E3","개소",1,{"$nulls":8},"",null,null,0,0,0]
["01010502","59751777102","접지첨가제","접지저항저감제,아스판,10 Kg","개",1,{"$nulls":8},"",null,null,0,0,0]
["01010502","5695EQ31012","단말처리(압착터미날포함)","14MM2","조",22,{"$nulls":8},"",null,null,0,0,0]
["01010502","5695EQ31013","단말처리(압착터미날포함)","22MM2","조",8,{"$nulls":8},"",null,null,0,0,0]
["01010502","5695EQ31023","단말처리(압착터미날포함)","30MM2","조",166,{"$nulls":8},"",null,null,0,0,0]
["01010502","5695EQ31014","단말처리(압착터미날포함)","38MM2","조",82,{"$nulls":8},"",null,null,0,0,0]
["01010502","5695N020077","세대계량기반(2세대용)","450W*500H*160D(옥내)","면",17,{"$nulls":8},""]
["01010502","5695N020078","세대계량기반(3세대용)","650W*500H*160D(옥내)","면",1,{"$nulls":8},""]
["01010502","5695N020079","세대계량기반(4세대용)","850W*500H*160D(옥내)","면",14,{"$nulls":8},""]
["01010502","59754857285","보강철물","계량기함","개",32,{"$nulls":8},"",null,null,0,0,0]
["01010502","56950240050","관로구방수","D50","개소",1,{"$nulls":8},"",null,null,0,0,0]
["01010502","56950140200","파이프지지대"," W200","개소",24,{"$nulls":8},"",null,null,0,0,0]
["01010502","56950140300","파이프지지대"," W300","개소",1,{"$nulls":8},"",null,null,0,0,0]
["01010502","5695CSE1098","파이프지지","W 50","개소",47,{"$nulls":8},"",null,null,0,0,0]
["01010502","5695CSE1099","파이프지지","W 100","개소",26,{"$nulls":8},"",null,null,0,0,0]
["01010502","5695CSE1100","파이프지지","W 150","개소",17,{"$nulls":8},"",null,null,0,0,0]
["01010502","5695CSE1101","파이프지지","W 200","개소",36,{"$nulls":8},"",null,null,0,0,0]
["01010502","5695CSE1102","파이프지지","W 300","개소",1,{"$nulls":8},"",null,null,0,0,0]
["01010502","5695CSE1105","파이프지지","W 600","개소",1,{"$nulls":8},"",null,null,0,0,0]
["01010502","5695N020032","LM/LEM(205동)","900W*2000H*250D(옥내)","면",1,{"$nulls":8},"",null,null,0,0,0]
["01010502","5695N020037","LP-1A(205동)","750W*1000H*200D(옥내)","면",1,{"$nulls":8},"",null,null,0,0,0]
["01010502","5695N020038","LP-1B(205동)","750W*1000H*200D(옥내)","면",1,{"$nulls":8},"",null,null,0,0,0]
["01010502","5695N020033","LP-2A(205동)","500W*500H*180D(옥내)","면",1,{"$nulls":8},"",null,null,0,0,0]
["01010502","5695N020034","LP-2B(205동)","500W*500H*180D(옥내)","면",1,{"$nulls":8},"",null,null,0,0,0]
["01010502","5695N020036","SUB(205동)","600W*600H*180D(옥내)","면",1,{"$nulls":8},"",null,null,0,0,0]
["01010502","5695N020094","제연휀조작반(205동)","500W*600H*200D(옥내)","면",1,{"$nulls":8},"",null,null,0,0,0]
["01010502","5695N020101","배수펌프조작반","500Wx500Hx200D(옥내)","면",2,{"$nulls":8},""]
{"$rows_empty":17}
[null,null,"[ 합           계 ]"]
[null,null,"01010503  공용부전등전열공사"]
["01010503","5695EA01141","PVC PIPE 배관","HI 16MM","M",456,{"$nulls":8},"",null,null,0,0,0]
["01010503","5695EA02160","강제전선관배관","아연도 16MM","M",19.2,{"$nulls":8},"",null,null,0,0,0]
["01010503","5695EA02161","강제전선관배관","아연도 22MM","M",2.7,{"$nulls":8},"",null,null,0,0,0]
["01010503","5695EA04160","합성수지가요전선관","CD 16MM","M",1024.8,{"$nulls":8},"",null,null,0,0,0]
["01010503","5695EA04161","합성수지가요전선관","CD 22MM","M",56.8,{"$nulls":8},"",null,null,0,0,0]
["01010503","5695EA05169","후렉시블전선관","16MM(방수형)","M",8,{"$nulls":8},"",null,null,0,0,0]
["01010503","5695EA05170","후렉시블전선관","22MM(방수형)","M",1,{"$nulls":8},"",null,null,0,0,0]
["01010503","59753017063","1종가요관 부속품","박스커넥터-비닐, 16mm 방수","개",8,{"$nulls":8},"",null,null,0,0,0]
["01010503","59753017064","1종가요관 부속품","박스커넥터-비닐, 22mm 방수","개",2,{"$nulls":8},"",null,null,0,0,0]
["01010503","59759017051","강재전선관용 부품","파이프크램프, 16 C","개",6,{"$nulls":8},"",null,null,0,0,0]
["01010503","5695EA11010","PVC박스 신설","HI SW박스 1G","개",27,{"$nulls":8},"",null,null,0,0,0]
["01010503","5695EA11011","PVC박스 신설","HI SW박스 2G","개",62,{"$nulls":8},"",null,null,0,0,0]
["01010503","5695EA11012","PVC박스 신설","HI 콘크리트4각 75","개",6,{"$nulls":8},"",null,null,0,0,0]
["01010503","5695EA11013","PVC박스 신설","HI 콘크리트8각 75","개",202,{"$nulls":8},"",null,null,0,0,0]
["01010503","5695EH01092","조인트박스설치","100x100x100","개",1,{"$nulls":8},"",null,null,0,0,0]
["01010503","5695EH01700","PULL BOX","150x150x100","개",2,{"$nulls":8},"",null,null,0,0,0]
["01010503","5695EB02011","관내배선","HIV 1.6mm","M",3552.9,{"$nulls":8},"",null,null,0,0,0]
["01010503","5695EB02012","관내배선","HIV 2.0mm","M",909.2,{"$nulls":8},"",null,null,0,0,0]
["01010503","5695EB02030","관내배선","HIV 2.0㎟","M",46.8,{"$nulls":8},"",null,null,0,0,0]
["01010503","5695EB02014","관내배선","HIV 5.5㎟","M",14.1,{"$nulls":8},"",null,null,0,0,0]
["01010503","5695EB03071","관내배선","GV 2.0mm","M",470.2,{"$nulls":8},"",null,null,0,0,0]
["01010503","5695EB03080","관내배선","GV 5.5㎟","M",4.7,{"$nulls":8},"",null,null,0,0,0]
["01010503","5695EC12035","제어용케이블신설","CVV 1.6mm x3C","M",15.6,{"$nulls":8},"",null,null,0,0,0]
["01010503","59400247001","와이어콘넥터","3.5 ㎟ x 2가닥","개",624,{"$nulls":8},"",null,null,0,0,0]
["01010503","5695ED09010","와이드스위치신설(90MM)","매입대각형 1P","개",8,{"$nulls":8},"",null,null,0,0,0]
["01010503","5695ED09011","와이드스위치신설(90MM)","매입대각형 2연용 1P","개",2,{"$nulls":8},"",null,null,0,0,0]
["01010503","5695ED09018","와이드스위치신설(90MM)","매입대각형 3로 1P","개",8,{"$nulls":8},"",null,null,0,0,0]
["01010503","5695ED01110","콘센트신설","매입접지극부 1구 15A250V","개",63,{"$nulls":8},""]
["01010503","5695ED01111","콘센트신설","매입접지극부 2구 15A250V","개",8,{"$nulls":8},"",null,null,0,0,0]
["01010503","5695ED01116","콘센트신설","노출접지극부 2구 15A250V","개",15,{"$nulls":8},"",null,null,0,0,0]
["01010503","56950120022","파이프행가"," 22 C","개소",1,{"$nulls":8},"",null,null,0,0,0]
["01010503","56950140100","파이프지지대"," W100","개소",3,{"$nulls":8},"",null,null,0,0,0]
["01010503","56950180001","동력배관지지가대","모타배관지지","개소",2,{"$nulls":8},"",null,null,0,0,0]
["01010503","5695EZ90022","센서등(E)","IL 60W","SET",164,{"$nulls":8},""]
["01010503","5695EZ90024","직부등(G)","IL 60W","SET",3,{"$nulls":8},""]
["01010503","5695EZ90029","갓등 P.P(J1)","FL 20W x2","SET",4,{"$nulls":8},""]
["01010503","5695EZ90031","직부등(L)","EL 20W","SET",37,{"$nulls":8},""]
{"$rows_empty":13}
[null,null,"[ 합           계 ]"]
[null,null,"0101060101  세대전기공사 기준층 (39㎟)"]
["0101060101","5695EA04160","합성수지가요전선관","CD 16MM","M",93.2,{"$nulls":8},"",null,null,0,0,0]
["0101060101","5695EA11010","PVC박스 신설","HI SW박스 1G","개",10,{"$nulls":8},"",null,null,0,0,0]
["0101060101","5695EA11011","PVC박스 신설","HI SW박스 2G","개",11,{"$nulls":8},"",null,null,0,0,0]
["0101060101","5695EA11012","PVC박스 신설","HI 콘크리트4각 75","개",2,{"$nulls":8},"",null,null,0,0,0]
["0101060101","5695EA11013","PVC박스 신설","HI 콘크리트8각 75","개",6,{"$nulls":8},"",null,null,0,0,0]
["0101060101","5695EA12013","연결박스","","개",18,{"$nulls":8},"",null,null,0,0,0]
["0101060101","59754857276","박스지지금구","1구용(세대분전반용)","개",1,{"$nulls":8},"",null,null,0,0,0]
["0101060101","59754857277","박스지지금구","1구용(세대단자함용)","개",1,{"$nulls":8},"",null,null,0,0,0]
["0101060101","59754857278","박스지지금구","1구용","개",19,{"$nulls":8},"",null,null,0,0,0]
["0101060101","59754857279","박스지지금구","2구용","개",1,{"$nulls":8},"",null,null,0,0,0]
["0101060101","59754857280","박스지지금구","3구용","개",2,{"$nulls":8},"",null,null,0,0,0]
["0101060101","5695EB02011","관내배선","HIV 1.6mm","M",80,{"$nulls":8},"",null,null,0,0,0]
["0101060101","5695EB02012","관내배선","HIV 2.0mm","M",147.8,{"$nulls":8},"",null,null,0,0,0]
["0101060101","5695EB03070","관내배선","GV 1.6mm","M",10,{"$nulls":8},"",null,null,0,0,0]
["0101060101","5695EB03071","관내배선","GV 2.0mm","M",73.9,{"$nulls":8},"",null,null,0,0,0]
["0101060101","59400247001","와이어콘넥터","3.5 ㎟ x 2가닥","개",24,{"$nulls":8},"",null,null,0,0,0]
["0101060101","5695ED01110","콘센트신설","매입접지극부 1구 15A250V","개",6,{"$nulls":8},"",null,null,0,0,0]
["0101060101","5695ED01111","콘센트신설","매입접지극부 2구 15A250V","개",8,{"$nulls":8},"",null,null,0,0,0]
["0101060101","5695ED01112","콘센트신설","매입접지극부 4구 15A250V","개",1,{"$nulls":8},"",null,null,0,0,0]
["0101060101","5695ED01114","콘센트신설(방우콘센트)","매입접지극부 2구 15A250V","개",1,{"$nulls":8},"",null,null,0,0,0]
["0101060101","5695ED01117","콘센트신설(가로형)","매입접지극부 2구 15A250V","개",1,{"$nulls":8},"",null,null,0,0,0]
["0101060101","5695ED01118","콘센트신설(가로형방우콘센트)","매입접지극부 2구 15A250V","개",1,{"$nulls":8},"",null,null,0,0,0]
["0101060101","5695ED09019","와이드램프스위치신설(90MM)","매입대각형 1P","개",1,{"$nulls":8},"",null,null,0,0,0]
["0101060101","5695ED09020","와이드램프스위치신설(90MM)","매입대각형 2연용 1P","개",2,{"$nulls":8},"",null,null,0,0,0]
["0101060101","5695ED09021","와이드램프스위치신설(90MM)","매입대각형 3연용 1P","개",1,{"$nulls":8},"",null,null,0,0,0]
["0101060101","5695EZ20010","석고보드따기","전기","개소",19,{"$nulls":8},"",null,null,0,0,0]
["0101060101","56950280010","등기구보강","M바 표준형","SET",3,{"$nulls":8},"",null,null,0,0,0]
["0101060101","5695EZ90001","거실등","GES-00D","SET",1,{"$nulls":8},"",null,null,0,0,0]
["0101060101","5695EZ90003","침실등","CHS-00B","SET",1,{"$nulls":8},"",null,null,0,0,0]
["0101060101","5695EZ90004","현관등","HYS-00B","SET",1,{"$nulls":8},"",null,null,0,0,0]
["0101060101","5695EZ90005","욕실등","HWJ-01B","SET",1,{"$nulls":8},"",null,null,0,0,0]
["0101060101","5695EZ90006","발코니등","BKC-01B","SET",1,{"$nulls":8},"",null,null,0,0,0]
["0101060101","5695EZ90007","주방등","JBI-01A","SET",1,{"$nulls":8},"",null,null,0,0,0]
["0101060101","5695EZ90008","식탁등","SIT-01A","SET",1,{"$nulls":8},"",null,null,0,0,0]
["0101060101","5695EZ90050","세대분전반","MAIN:2P 50AF,분기:2P 30AFx4","면",1,{"$nulls":8},"",null,null,0,0,0]
{"$rows_empty":15}
[null,null,"[ 합           계 ]"]
[null,null,"0101060102  세대전기공사 기준층(49㎟ A)"]
["0101060102","5695EA04160","합성수지가요전선관","CD 16MM","M",103.6,{"$nulls":8},"",null,null,0,0,0]
["0101060102","5695EA04161","합성수지가요전선관","CD 22MM","M",2.1,{"$nulls":8},"",null,null,0,0,0]
["0101060102","5695EA11010","PVC박스 신설","HI SW박스 1G","개",9,{"$nulls":8},"",null,null,0,0,0]
["0101060102","5695EA11011","PVC박스 신설","HI SW박스 2G","개",14,{"$nulls":8},"",null,null,0,0,0]
["0101060102","5695EA11012","PVC박스 신설","HI 콘크리트4각 75","개",3,{"$nulls":8},"",null,null,0,0,0]
["0101060102","5695EA11013","PVC박스 신설","HI 콘크리트8각 75","개",11,{"$nulls":8},"",null,null,0,0,0]
["0101060102","5695EA12013","연결박스","","개",22,{"$nulls":8},"",null,null,0,0,0]
["0101060102","59754857276","박스지지금구","1구용(세대분전반용)","개",1,{"$nulls":8},"",null,null,0,0,0]
["0101060102","59754857277","박스지지금구","1구용(세대단자함용)","개",1,{"$nulls":8},"",null,null,0,0,0]
["0101060102","59754857278","박스지지금구","1구용","개",20,{"$nulls":8},"",null,null,0,0,0]
["0101060102","59754857280","박스지지금구","3구용","개",4,{"$nulls":8},"",null,null,0,0,0]
["0101060102","5695EB02011","관내배선","HIV 1.6mm","M",137.4,{"$nulls":8},"",null,null,0,0,0]
["0101060102","5695EB02012","관내배선","HIV 2.0mm","M",139.8,{"$nulls":8},"",null,null,0,0,0]
["0101060102","5695EB03070","관내배선","GV 1.6mm","M",9.2,{"$nulls":8},"",null,null,0,0,0]
["0101060102","5695EB03071","관내배선","GV 2.0mm","M",69.9,{"$nulls":8},"",null,null,0,0,0]
["0101060102","59400247001","와이어콘넥터","3.5 ㎟ x 2가닥","개",42,{"$nulls":8},"",null,null,0,0,0]
["0101060102","5695ED01110","콘센트신설","매입접지극부 1구 15A250V","개",6,{"$nulls":8},"",null,null,0,0,0]
["0101060102","5695ED01111","콘센트신설","매입접지극부 2구 15A250V","개",9,{"$nulls":8},"",null,null,0,0,0]
["0101060102","5695ED01112","콘센트신설","매입접지극부 4구 15A250V","개",1,{"$nulls":8},"",null,null,0,0,0]
["0101060102","5695ED01114","콘센트신설(방우콘센트)","매입접지극부 2구 15A250V","개",1,{"$nulls":8},"",null,null,0,0,0]
["0101060102","5695ED01117","콘센트신설(가로형)","매입접지극부 2구 15A250V","개",1,{"$nulls":8},"",null,null,0,0,0]
["0101060102","5695ED01118","콘센트신설(가로형방우콘센트)","매입접지극부 2구 15A250V","개",1,{"$nulls":8},"",null,null,0,0,0]
["0101060102","5695ED09019","와이드램프스위치신설(90MM)","매입대각형 1P","개",2,{"$nulls":8},"",null,null,0,0,0]
["0101060102","5695ED09020","와이드램프스위치신설(90MM)","매입대각형 2연용 1P","개",1,{"$nulls":8},"",null,null,0,0,0]
["0101060102","5695ED09021","와이드램프스위치신설(90MM)","매입대각형 3연용 1P","개",2,{"$nulls":8},"",null,null,0,0,0]
["0101060102","5695EZ20010","석고보드따기","전기","개소",25,{"$nulls":8},"",null,null,0,0,0]
["0101060102","56950280010","등기구보강","M바 표준형","SET",4,{"$nulls":8},"",null,null,0,0,0]
["0101060102","5695EZ90001","거실등","GES-00D","SET",1,{"$nulls":8},"",null,null,0,0,0]
["0101060102","5695EZ90002","안방등","CHL-00B","SET",1,{"$nulls":8},"",null,null,0,0,0]
["0101060102","5695EZ90003","침실등","CHS-00B","SET",1,{"$nulls":8},"",null,null,0,0,0]
["0101060102","5695EZ90004","현관등","HYS-00B","SET",1,{"$nulls":8},"",null,null,0,0,0]
["0101060102","5695EZ90005","욕실등","HWJ-01B","SET",1,{"$nulls":8},"",null,null,0,0,0]
["0101060102","5695EZ90006","발코니등","BKC-01B","SET",4,{"$nulls":8},"",null,null,0,0,0]
["0101060102","5695EZ90007","주방등","JBI-01A","SET",1,{"$nulls":8},"",null,null,0,0,0]
["0101060102","5695EZ90008","식탁등","SIT-01A","SET",1,{"$nulls":8},"",null,null,0,0,0]
["0101060102","5695EZ90009","복도등","HAL-00B","SET",2,{"$nulls":8},"",null,null,0,0,0]
["0101060102","5695EZ90050","세대분전반","MAIN:2P 50AF,분기:2P 30AFx4","면",1,{"$nulls":8},"",null,null,0,0,0]
{"$rows_empty":13}
[null,null,"[ 합           계 ]"]
[null,null,"0101060103  세대전기공사 기준층(49㎟ B)"]
["0101060103","5695EA04160","합성수지가요전선관","CD 16MM","M",106.7,{"$nulls":8},"",null,null,0,0,0]
["0101060103","5695EA11010","PVC박스 신설","HI SW박스 1G","개",9,{"$nulls":8},"",null,null,0,0,0]
["0101060103","5695EA11011","PVC박스 신설","HI SW박스 2G","개",15,{"$nulls":8},"",null,null,0,0,0]
["0101060103","5695EA11012","PVC박스 신설","HI 콘크리트4각 75","개",4,{"$nulls":8},"",null,null,0,0,0]
["0101060103","5695EA11013","PVC박스 신설","HI 콘크리트8각 75","개",9,{"$nulls":8},"",null,null,0,0,0]
["0101060103","5695EA12013","연결박스","","개",24,{"$nulls":8},"",null,null,0,0,0]
["0101060103","59754857276","박스지지금구","1구용(세대분전반용)","개",1,{"$nulls":8},"",null,null,0,0,0]
["0101060103","59754857277","박스지지금구","1구용(세대단자함용)","개",1,{"$nulls":8},"",null,null,0,0,0]
["0101060103","59754857278","박스지지금구","1구용","개",20,{"$nulls":8},"",null,null,0,0,0]
["0101060103","59754857280","박스지지금구","3구용","개",4,{"$nulls":8},"",null,null,0,0,0]
["0101060103","5695EB02011","관내배선","HIV 1.6mm","M",128.5,{"$nulls":8},"",null,null,0,0,0]
["0101060103","5695EB02012","관내배선","HIV 2.0mm","M",146.2,{"$nulls":8},"",null,null,0,0,0]
["0101060103","5695EB03070","관내배선","GV 1.6mm","M",4.7,{"$nulls":8},"",null,null,0,0,0]
["0101060103","5695EB03071","관내배선","GV 2.0mm","M",73.1,{"$nulls":8},"",null,null,0,0,0]
["0101060103","59400247001","와이어콘넥터","3.5 ㎟ x 2가닥","개",39,{"$nulls":8},"",null,null,0,0,0]
["0101060103","5695ED01110","콘센트신설","매입접지극부 1구 15A250V","개",6,{"$nulls":8},"",null,null,0,0,0]
["0101060103","5695ED01111","콘센트신설","매입접지극부 2구 15A250V","개",10,{"$nulls":8},"",null,null,0,0,0]
["0101060103","5695ED01112","콘센트신설","매입접지극부 4구 15A250V","개",1,{"$nulls":8},"",null,null,0,0,0]
["0101060103","5695ED01114","콘센트신설(방우콘센트)","매입접지극부 2구 15A250V","개",1,{"$nulls":8},"",null,null,0,0,0]
["0101060103","5695ED01117","콘센트신설(가로형)","매입접지극부 2구 15A250V","개",1,{"$nulls":8},"",null,null,0,0,0]
["0101060103","5695ED01118","콘센트신설(가로형방우콘센트)","매입접지극부 2구 15A250V","개",1,{"$nulls":8},"",null,null,0,0,0]
["0101060103","5695ED09019","와이드램프스위치신설(90MM)","매입대각형 1P","개",1,{"$nulls":8},"",null,null,0,0,0]
["0101060103","5695ED09020","와이드램프스위치신설(90MM)","매입대각형 2연용 1P","개",3,{"$nulls":8},"",null,null,0,0,0]
["0101060103","5695ED09022","와이드램프스위치신설(90MM)","매입대각형 4연용 1P","개",1,{"$nulls":8},"",null,null,0,0,0]
["0101060103","5695EZ20010","석고보드따기","전기","개소",27,{"$nulls":8},"",null,null,0,0,0]
["0101060103","56950280010","등기구보강","M바 표준형","SET",4,{"$nulls":8},"",null,null,0,0,0]
["0101060103","5695EZ90001","거실등","GES-00D","SET",1,{"$nulls":8},"",null,null,0,0,0]
["0101060103","5695EZ90002","안방등","CHL-00B","SET",1,{"$nulls":8},"",null,null,0,0,0]
["0101060103","5695EZ90003","침실등","CHS-00B","SET",1,{"$nulls":8},"",null,null,0,0,0]
["0101060103","5695EZ90004","현관등","HYS-00B","SET",1,{"$nulls":8},"",null,null,0,0,0]
["0101060103","5695EZ90005","욕실등","HWJ-01B","SET",1,{"$nulls":8},"",null,null,0,0,0]
["0101060103","5695EZ90006","발코니등","BKC-01B","SET",3,{"$nulls":8},"",null,null,0,0,0]
["0101060103","5695EZ90007","주방등","JBI-01A","SET",1,{"$nulls":8},"",null,null,0,0,0]
["0101060103","5695EZ90008","식탁등","SIT-01A","SET",1,{"$nulls":8},"",null,null,0,0,0]
["0101060103","5695EZ90009","복도등","HAL-00B","SET",2,{"$nulls":8},"",null,null,0,0,0]
["0101060103","5695EZ90050","세대분전반","MAIN:2P 50AF,분기:2P 30AFx4","면",1,{"$nulls":8},"",null,null,0,0,0]
{"$rows_empty":14}
[null,null,"[ 합           계 ]"]
[null,null,"01010602  전력간선공사"]
["01010602","5695EA01141","PVC PIPE 배관","HI 16MM","M",51.5,{"$nulls":8},"",null,null,0,0,0]
["01010602","5695EA01143","PVC PIPE 배관","HI 28MM","M",21.4,{"$nulls":8},"",null,null,0,0,0]
["01010602","5695EA02162","강제전선관배관","아연도 28MM","M",5.4,{"$nulls":8},"",null,null,0,0,0]
["01010602","5695EA02163","강제전선관배관","아연도 36MM","M",48.2,{"$nulls":8},"",null,null,0,0,0]
["01010602","5695EA02164","강제전선관배관","아연도 42MM","M",54.2,{"$nulls":8},"",null,null,0,0,0]
["01010602","5695EA02165","강제전선관배관","아연도 54MM","M",195.2,{"$nulls":8},"",null,null,0,0,0]
["01010602","5695EA02166","강제전선관배관","아연도 70MM","M",1.8,{"$nulls":8},"",null,null,0,0,0]
["01010602","5695EA02167","강제전선관배관","아연도 82MM","M",1.8,{"$nulls":8},"",null,null,0,0,0]
["01010602","5695EA04160","합성수지가요전선관","CD 16MM","M",1123.3,{"$nulls":8},"",null,null,0,0,0]
["01010602","59759017063","강재전선관용 부품","노말밴드, 아연도 42 mm","개",4,{"$nulls":8},"",null,null,0,0,0]
["01010602","59759017064","강재전선관용 부품","노말밴드, 아연도 54 mm","개",8,{"$nulls":8},"",null,null,0,0,0]
["01010602","59759017065","강재전선관용 부품","노말밴드, 아연도 70 mm","개",1,{"$nulls":8},"",null,null,0,0,0]
["01010602","59759017066","강재전선관용 부품","노말밴드, 아연도 82 mm","개",1,{"$nulls":8},"",null,null,0,0,0]
["01010602","CSES0020004","경질비닐전선관용 부품","노말밴드,HI 28C","EA",8,{"$nulls":8},"",null,null,0,0,0]
["01010602","59759017053","강재전선관용 부품","파이프크램프, 28 C","개",4,{"$nulls":8},"",null,null,0,0,0]
["01010602","59759017054","강재전선관용 부품","파이프크램프, 36 C","개",34,{"$nulls":8},"",null,null,0,0,0]
["01010602","59759017055","강재전선관용 부품","파이프크램프, 42 C","개",36,{"$nulls":8},"",null,null,0,0,0]
["01010602","59759017056","강재전선관용 부품","파이프크램프, 54 C","개",114,{"$nulls":8},"",null,null,0,0,0]
["01010602","59759017057","강재전선관용 부품","파이프크램프, 70 C","개",2,{"$nulls":8},"",null,null,0,0,0]
["01010602","59759017058","강재전선관용 부품","파이프크램프, 82 C","개",2,{"$nulls":8},"",null,null,0,0,0]
["01010602","5695EH01741","PULL BOX","250x250x100","개",4,{"$nulls":8},"",null,null,0,0,0]
["01010602","5695EH01714","PULL BOX","300x300x200","개",2,{"$nulls":8},"",null,null,0,0,0]
["01010602","5695EB02030","관내배선","HIV 2.0㎟","M",121.5,{"$nulls":8},"",null,null,0,0,0]
["01010602","5695EB02014","관내배선","HIV 5.5㎟","M",2456.6,{"$nulls":8},"",null,null,0,0,0]
["01010602","5695EB02015","관내배선","HIV 8㎟","M",117.6,{"$nulls":8},"",null,null,0,0,0]
["01010602","5695EB02017","관내배선","HIV 22㎟","M",168.4,{"$nulls":8},"",null,null,0,0,0]
["01010602","5695EB02028","관내배선","HIV 30㎟","M",276.2,{"$nulls":8},"",null,null,0,0,0]
["01010602","5695EB02018","관내배선","HIV 38㎟","M",500.9,{"$nulls":8},"",null,null,0,0,0]
["01010602","5695EB02029","관내배선","HIV 50㎟","M",188.1,{"$nulls":8},"",null,null,0,0,0]
["01010602","5695EB02019","관내배선","HIV 60㎟","M",186,{"$nulls":8},""]
["01010602","5695EB03071","관내배선","GV 2.0mm","M",40.5,{"$nulls":8},"",null,null,0,0,0]
["01010602","5695EB03075","관내배선","GV 2.0㎟","M",1228.3,{"$nulls":8},"",null,null,0,0,0]
["01010602","5695EB03080","관내배선","GV 5.5㎟","M",29.4,{"$nulls":8},"",null,null,0,0,0]
["01010602","5695EB03081","관내배선","GV 8㎟","M",116.7,{"$nulls":8},"",null,null,0,0,0]
["01010602","5695EB03082","관내배선","GV 14㎟","M",177.8,{"$nulls":8},"",null,null,0,0,0]
["01010602","5695EB03083","관내배선","GV 22㎟","M",66,{"$nulls":8},"",null,null,0,0,0]
["01010602","5695EZ02012","접지","E3","개소",1,{"$nulls":8},"",null,null,0,0,0]
["01010602","59751777102","접지첨가제","접지저항저감제,아스판,10 Kg","개",1,{"$nulls":8},"",null,null,0,0,0]
["01010602","5695EQ31012","단말처리(압착터미날포함)","14MM2","조",34,{"$nulls":8},"",null,null,0,0,0]
["01010602","5695EQ31013","단말처리(압착터미날포함)","22MM2","조",10,{"$nulls":8},"",null,null,0,0,0]
["01010602","5695EQ31023","단말처리(압착터미날포함)","30MM2","조",100,{"$nulls":8},"",null,null,0,0,0]
["01010602","5695EQ31014","단말처리(압착터미날포함)","38MM2","조",82,{"$nulls":8},"",null,null,0,0,0]
["01010602","5695EQ31024","단말처리(압착터미날포함)","50MM2","조",42,{"$nulls":8},"",null,null,0,0,0]
["01010602","5695EZ03552","동관단자","60MM2","개",8,{"$nulls":8},""]
["01010602","5695N020077","세대계량기반(2세대용)","450W*500H*160D(옥내)","면",1,{"$nulls":8},""]
["01010602","5695N020078","세대계량기반(3세대용)","650W*500H*160D(옥내)","면",13,{"$nulls":8},""]
["01010602","5695N020079","세대계량기반(4세대용)","850W*500H*160D(옥내)","면",16,{"$nulls":8},""]
["01010602","59754857285","보강철물","계량기함","개",30,{"$nulls":8},"",null,null,0,0,0]
["01010602","56950240050","관로구방수","D50","개소",1,{"$nulls":8},"",null,null,0,0,0]
["01010602","56950140200","파이프지지대"," W200","개소",28,{"$nulls":8},"",null,null,0,0,0]
["01010602","56950140300","파이프지지대"," W300","개소",1,{"$nulls":8},"",null,null,0,0,0]
["01010602","5695CSE1098","파이프지지","W 50","개소",32,{"$nulls":8},"",null,null,0,0,0]
["01010602","5695CSE1099","파이프지지","W 100","개소",35,{"$nulls":8},"",null,null,0,0,0]
["01010602","5695CSE1100","파이프지지","W 150","개소",13,{"$nulls":8},"",null,null,0,0,0]
["01010602","5695CSE1101","파이프지지","W 200","개소",16,{"$nulls":8},"",null,null,0,0,0]
["01010602","5695CSE1102","파이프지지","W 300","개소",22,{"$nulls":8},"",null,null,0,0,0]
["01010602","5695CSE1105","파이프지지","W 600","개소",1,{"$nulls":8},"",null,null,0,0,0]
["01010602","5695N020039","LM-LEM(206동)","900W*2000H*250D(옥내)","면",1,{"$nulls":8},""]
["01010602","5695N020040","LP-2A(206동)","500W*500H*180D(옥내)","면",1,{"$nulls":8},""]
["01010602","5695N020041","LP-2B(206동)","500W*500H*180D(옥내)","면",1,{"$nulls":8},""]
["01010602","5695N020042","SUB(206동)","600W*600H*180D(옥내)","면",1,{"$nulls":8},""]
["01010602","5695N020043","LP-1A(206동)","750W*1000H*200D(옥내)","면",1,{"$nulls":8},""]
["01010602","5695N020044","LP-1B(206동)","750W*1000H*200D(옥내)","면",1,{"$nulls":8},""]
["01010602","5695N020101","배수펌프조작반","500Wx500Hx200D(옥내)","면",2,{"$nulls":8},""]
{"$rows_empty":12}
[null,null,"[ 합           계 ]"]
[null,null,"01010603  공용부전등전열공사"]
["01010603","5695EA01141","PVC PIPE 배관","HI 16MM","M",555.1,{"$nulls":8},"",null,null,0,0,0]
["01010603","5695EA02160","강제전선관배관","아연도 16MM","M",18,{"$nulls":8},"",null,null,0,0,0]
["01010603","5695EA04160","합성수지가요전선관","CD 16MM","M",1086.3,{"$nulls":8},"",null,null,0,0,0]
["01010603","5695EA04161","합성수지가요전선관","CD 22MM","M",69.7,{"$nulls":8},"",null,null,0,0,0]
["01010603","5695EA05169","후렉시블전선관","16MM(방수형)","M",8,{"$nulls":8},"",null,null,0,0,0]
["01010603","59753017063","1종가요관 부속품","박스커넥터-비닐, 16mm 방수","개",8,{"$nulls":8},"",null,null,0,0,0]
["01010603","59759017051","강재전선관용 부품","파이프크램프, 16 C","개",4,{"$nulls":8},"",null,null,0,0,0]
["01010603","5695EA11010","PVC박스 신설","HI SW박스 1G","개",28,{"$nulls":8},"",null,null,0,0,0]
["01010603","5695EA11011","PVC박스 신설","HI SW박스 2G","개",103,{"$nulls":8},"",null,null,0,0,0]
["01010603","5695EA11012","PVC박스 신설","HI 콘크리트4각 75","개",3,{"$nulls":8},"",null,null,0,0,0]
["01010603","5695EA11013","PVC박스 신설","HI 콘크리트8각 75","개",211,{"$nulls":8},"",null,null,0,0,0]
["01010603","5695EH01700","PULL BOX","150x150x100","개",2,{"$nulls":8},"",null,null,0,0,0]
["01010603","5695EB02011","관내배선","HIV 1.6mm","M",3810.6,{"$nulls":8},"",null,null,0,0,0]
["01010603","5695EB02012","관내배선","HIV 2.0mm","M",1125.6,{"$nulls":8},"",null,null,0,0,0]
["01010603","5695EB02030","관내배선","HIV 2.0㎟","M",45,{"$nulls":8},"",null,null,0,0,0]
["01010603","5695EB03071","관내배선","GV 2.0mm","M",577.8,{"$nulls":8},"",null,null,0,0,0]
["01010603","5695EC12035","제어용케이블신설","CVV 1.6mm x3C","M",15,{"$nulls":8},"",null,null,0,0,0]
["01010603","59400247001","와이어콘넥터","3.5 ㎟ x 2가닥","개",642,{"$nulls":8},"",null,null,0,0,0]
["01010603","5695ED09010","와이드스위치신설(90MM)","매입대각형 1P","개",8,{"$nulls":8},"",null,null,0,0,0]
["01010603","5695ED09011","와이드스위치신설(90MM)","매입대각형 2연용 1P","개",2,{"$nulls":8},"",null,null,0,0,0]
["01010603","5695ED09018","와이드스위치신설(90MM)","매입대각형 3로 1P","개",8,{"$nulls":8},"",null,null,0,0,0]
["01010603","5695ED01110","콘센트신설","매입접지극부 1구 15A250V","개",105,{"$nulls":8},""]
["01010603","5695ED01111","콘센트신설","매입접지극부 2구 15A250V","개",8,{"$nulls":8},"",null,null,0,0,0]
["01010603","5695ED01116","콘센트신설","노출접지극부 2구 15A250V","개",13,{"$nulls":8},"",null,null,0,0,0]
["01010603","56950140100","파이프지지대"," W100","개소",2,{"$nulls":8},"",null,null,0,0,0]
["01010603","56950180001","동력배관지지가대","모타배관지지","개소",2,{"$nulls":8},"",null,null,0,0,0]
["01010603","5695EZ90022","센서등(E)","IL 60W","SET",168,{"$nulls":8},""]
["01010603","5695EZ90024","직부등(G)","IL 60W","SET",2,{"$nulls":8},""]
["01010603","5695EZ90029","갓등 P.P(J1)","FL 20W x2","SET",4,{"$nulls":8},""]
["01010603","5695EZ90031","직부등(L)","EL 20W","SET",40,{"$nulls":8},""]
{"$rows_empty":20}
[null,null,"[ 합           계 ]"]
[null,null,"0101070101  세대전기공사 기준층 (39㎟)"]
["0101070101","5695EA04160","합성수지가요전선관","CD 16MM","M",93.2,{"$nulls":8},"",null,null,0,0,0]
["0101070101","5695EA11010","PVC박스 신설","HI SW박스 1G","개",10,{"$nulls":8},"",null,null,0,0,0]
["0101070101","5695EA11011","PVC박스 신설","HI SW박스 2G","개",11,{"$nulls":8},"",null,null,0,0,0]
["0101070101","5695EA11012","PVC박스 신설","HI 콘크리트4각 75","개",2,{"$nulls":8},"",null,null,0,0,0]
["0101070101","5695EA11013","PVC박스 신설","HI 콘크리트8각 75","개",6,{"$nulls":8},"",null,null,0,0,0]
["0101070101","5695EA12013","연결박스","","개",18,{"$nulls":8},"",null,null,0,0,0]
["0101070101","59754857276","박스지지금구","1구용(세대분전반용)","개",1,{"$nulls":8},"",null,null,0,0,0]
["0101070101","59754857277","박스지지금구","1구용(세대단자함용)","개",1,{"$nulls":8},"",null,null,0,0,0]
["0101070101","59754857278","박스지지금구","1구용","개",19,{"$nulls":8},"",null,null,0,0,0]
["0101070101","59754857279","박스지지금구","2구용","개",1,{"$nulls":8},"",null,null,0,0,0]
["0101070101","59754857280","박스지지금구","3구용","개",2,{"$nulls":8},"",null,null,0,0,0]
["0101070101","5695EB02011","관내배선","HIV 1.6mm","M",80,{"$nulls":8},"",null,null,0,0,0]
["0101070101","5695EB02012","관내배선","HIV 2.0mm","M",147.8,{"$nulls":8},"",null,null,0,0,0]
["0101070101","5695EB03070","관내배선","GV 1.6mm","M",10,{"$nulls":8},"",null,null,0,0,0]
["0101070101","5695EB03071","관내배선","GV 2.0mm","M",73.9,{"$nulls":8},"",null,null,0,0,0]
["0101070101","59400247001","와이어콘넥터","3.5 ㎟ x 2가닥","개",24,{"$nulls":8},"",null,null,0,0,0]
["0101070101","5695ED01110","콘센트신설","매입접지극부 1구 15A250V","개",6,{"$nulls":8},"",null,null,0,0,0]
["0101070101","5695ED01111","콘센트신설","매입접지극부 2구 15A250V","개",8,{"$nulls":8},"",null,null,0,0,0]
["0101070101","5695ED01112","콘센트신설","매입접지극부 4구 15A250V","개",1,{"$nulls":8},"",null,null,0,0,0]
["0101070101","5695ED01114","콘센트신설(방우콘센트)","매입접지극부 2구 15A250V","개",1,{"$nulls":8},"",null,null,0,0,0]
["0101070101","5695ED01117","콘센트신설(가로형)","매입접지극부 2구 15A250V","개",1,{"$nulls":8},"",null,null,0,0,0]
["0101070101","5695ED01118","콘센트신설(가로형방우콘센트)","매입접지극부 2구 15A250V","개",1,{"$nulls":8},"",null,null,0,0,0]
["0101070101","5695ED09019","와이드램프스위치신설(90MM)","매입대각형 1P","개",1,{"$nulls":8},"",null,null,0,0,0]
["0101070101","5695ED09020","와이드램프스위치신설(90MM)","매입대각형 2연용 1P","개",2,{"$nulls":8},"",null,null,0,0,0]
["0101070101","5695ED09021","와이드램프스위치신설(90MM)","매입대각형 3연용 1P","개",1,{"$nulls":8},"",null,null,0,0,0]
["0101070101","5695EZ20010","석고보드따기","전기","개소",19,{"$nulls":8},"",null,null,0,0,0]
["0101070101","56950280010","등기구보강","M바 표준형","SET",3,{"$nulls":8},"",null,null,0,0,0]
["0101070101","5695EZ90001","거실등","GES-00D","SET",1,{"$nulls":8},"",null,null,0,0,0]
["0101070101","5695EZ90003","침실등","CHS-00B","SET",1,{"$nulls":8},"",null,null,0,0,0]
["0101070101","5695EZ90004","현관등","HYS-00B","SET",1,{"$nulls":8},"",null,null,0,0,0]
["0101070101","5695EZ90005","욕실등","HWJ-01B","SET",1,{"$nulls":8},"",null,null,0,0,0]
["0101070101","5695EZ90006","발코니등","BKC-01B","SET",1,{"$nulls":8},"",null,null,0,0,0]
["0101070101","5695EZ90007","주방등","JBI-01A","SET",1,{"$nulls":8},"",null,null,0,0,0]
["0101070101","5695EZ90008","식탁등","SIT-01A","SET",1,{"$nulls":8},"",null,null,0,0,0]
["0101070101","5695EZ90050","세대분전반","MAIN:2P 50AF,분기:2P 30AFx4","면",1,{"$nulls":8},"",null,null,0,0,0]
{"$rows_empty":15}
[null,null,"[ 합           계 ]"]
[null,null,"0101070102  세대전기공사 기준층(49㎟ A)"]
["0101070102","5695EA04160","합성수지가요전선관","CD 16MM","M",103.6,{"$nulls":8},"",null,null,0,0,0]
["0101070102","5695EA04161","합성수지가요전선관","CD 22MM","M",2.1,{"$nulls":8},"",null,null,0,0,0]
["0101070102","5695EA11010","PVC박스 신설","HI SW박스 1G","개",9,{"$nulls":8},"",null,null,0,0,0]
["0101070102","5695EA11011","PVC박스 신설","HI SW박스 2G","개",14,{"$nulls":8},"",null,null,0,0,0]
["0101070102","5695EA11012","PVC박스 신설","HI 콘크리트4각 75","개",3,{"$nulls":8},"",null,null,0,0,0]
["0101070102","5695EA11013","PVC박스 신설","HI 콘크리트8각 75","개",11,{"$nulls":8},"",null,null,0,0,0]
["0101070102","5695EA12013","연결박스","","개",22,{"$nulls":8},"",null,null,0,0,0]
["0101070102","59754857276","박스지지금구","1구용(세대분전반용)","개",1,{"$nulls":8},"",null,null,0,0,0]
["0101070102","59754857277","박스지지금구","1구용(세대단자함용)","개",1,{"$nulls":8},"",null,null,0,0,0]
["0101070102","59754857278","박스지지금구","1구용","개",20,{"$nulls":8},"",null,null,0,0,0]
["0101070102","59754857280","박스지지금구","3구용","개",4,{"$nulls":8},"",null,null,0,0,0]
["0101070102","5695EB02011","관내배선","HIV 1.6mm","M",137.4,{"$nulls":8},"",null,null,0,0,0]
["0101070102","5695EB02012","관내배선","HIV 2.0mm","M",139.8,{"$nulls":8},"",null,null,0,0,0]
["0101070102","5695EB03070","관내배선","GV 1.6mm","M",9.2,{"$nulls":8},"",null,null,0,0,0]
["0101070102","5695EB03071","관내배선","GV 2.0mm","M",69.9,{"$nulls":8},"",null,null,0,0,0]
["0101070102","59400247001","와이어콘넥터","3.5 ㎟ x 2가닥","개",42,{"$nulls":8},"",null,null,0,0,0]
["0101070102","5695ED01110","콘센트신설","매입접지극부 1구 15A250V","개",6,{"$nulls":8},"",null,null,0,0,0]
["0101070102","5695ED01111","콘센트신설","매입접지극부 2구 15A250V","개",9,{"$nulls":8},"",null,null,0,0,0]
["0101070102","5695ED01112","콘센트신설","매입접지극부 4구 15A250V","개",1,{"$nulls":8},"",null,null,0,0,0]
["0101070102","5695ED01114","콘센트신설(방우콘센트)","매입접지극부 2구 15A250V","개",1,{"$nulls":8},"",null,null,0,0,0]
["0101070102","5695ED01117","콘센트신설(가로형)","매입접지극부 2구 15A250V","개",1,{"$nulls":8},"",null,null,0,0,0]
["0101070102","5695ED01118","콘센트신설(가로형방우콘센트)","매입접지극부 2구 15A250V","개",1,{"$nulls":8},"",null,null,0,0,0]
["0101070102","5695ED09019","와이드램프스위치신설(90MM)","매입대각형 1P","개",2,{"$nulls":8},"",null,null,0,0,0]
["0101070102","5695ED09020","와이드램프스위치신설(90MM)","매입대각형 2연용 1P","개",1,{"$nulls":8},"",null,null,0,0,0]
["0101070102","5695ED09021","와이드램프스위치신설(90MM)","매입대각형 3연용 1P","개",2,{"$nulls":8},"",null,null,0,0,0]
["0101070102","5695EZ20010","석고보드따기","전기","개소",25,{"$nulls":8},"",null,null,0,0,0]
["0101070102","56950280010","등기구보강","M바 표준형","SET",4,{"$nulls":8},"",null,null,0,0,0]
["0101070102","5695EZ90001","거실등","GES-00D","SET",1,{"$nulls":8},"",null,null,0,0,0]
["0101070102","5695EZ90002","안방등","CHL-00B","SET",1,{"$nulls":8},"",null,null,0,0,0]
["0101070102","5695EZ90003","침실등","CHS-00B","SET",1,{"$nulls":8},"",null,null,0,0,0]
["0101070102","5695EZ90004","현관등","HYS-00B","SET",1,{"$nulls":8},"",null,null,0,0,0]
["0101070102","5695EZ90005","욕실등","HWJ-01B","SET",1,{"$nulls":8},"",null,null,0,0,0]
["0101070102","5695EZ90006","발코니등","BKC-01B","SET",4,{"$nulls":8},"",null,null,0,0,0]
["0101070102","5695EZ90007","주방등","JBI-01A","SET",1,{"$nulls":8},"",null,null,0,0,0]
["0101070102","5695EZ90008","식탁등","SIT-01A","SET",1,{"$nulls":8},"",null,null,0,0,0]
["0101070102","5695EZ90009","복도등","HAL-00B","SET",2,{"$nulls":8},"",null,null,0,0,0]
["0101070102","5695EZ90050","세대분전반","MAIN:2P 50AF,분기:2P 30AFx4","면",1,{"$nulls":8},"",null,null,0,0,0]
{"$rows_empty":13}
[null,null,"[ 합           계 ]"]
[null,null,"0101070103  세대전기공사 기준층(49㎟ B)"]
["0101070103","5695EA04160","합성수지가요전선관","CD 16MM","M",106.7,{"$nulls":8},"",null,null,0,0,0]
["0101070103","5695EA11010","PVC박스 신설","HI SW박스 1G","개",9,{"$nulls":8},"",null,null,0,0,0]
["0101070103","5695EA11011","PVC박스 신설","HI SW박스 2G","개",15,{"$nulls":8},"",null,null,0,0,0]
["0101070103","5695EA11012","PVC박스 신설","HI 콘크리트4각 75","개",4,{"$nulls":8},"",null,null,0,0,0]
["0101070103","5695EA11013","PVC박스 신설","HI 콘크리트8각 75","개",9,{"$nulls":8},"",null,null,0,0,0]
["0101070103","5695EA12013","연결박스","","개",24,{"$nulls":8},"",null,null,0,0,0]
["0101070103","59754857276","박스지지금구","1구용(세대분전반용)","개",1,{"$nulls":8},"",null,null,0,0,0]
["0101070103","59754857277","박스지지금구","1구용(세대단자함용)","개",1,{"$nulls":8},"",null,null,0,0,0]
["0101070103","59754857278","박스지지금구","1구용","개",20,{"$nulls":8},"",null,null,0,0,0]
["0101070103","59754857280","박스지지금구","3구용","개",4,{"$nulls":8},"",null,null,0,0,0]
["0101070103","5695EB02011","관내배선","HIV 1.6mm","M",128.5,{"$nulls":8},"",null,null,0,0,0]
["0101070103","5695EB02012","관내배선","HIV 2.0mm","M",146.2,{"$nulls":8},"",null,null,0,0,0]
["0101070103","5695EB03070","관내배선","GV 1.6mm","M",4.7,{"$nulls":8},"",null,null,0,0,0]
["0101070103","5695EB03071","관내배선","GV 2.0mm","M",73.1,{"$nulls":8},"",null,null,0,0,0]
["0101070103","59400247001","와이어콘넥터","3.5 ㎟ x 2가닥","개",39,{"$nulls":8},"",null,null,0,0,0]
["0101070103","5695ED01110","콘센트신설","매입접지극부 1구 15A250V","개",6,{"$nulls":8},"",null,null,0,0,0]
["0101070103","5695ED01111","콘센트신설","매입접지극부 2구 15A250V","개",10,{"$nulls":8},"",null,null,0,0,0]
["0101070103","5695ED01112","콘센트신설","매입접지극부 4구 15A250V","개",1,{"$nulls":8},"",null,null,0,0,0]
["0101070103","5695ED01114","콘센트신설(방우콘센트)","매입접지극부 2구 15A250V","개",1,{"$nulls":8},"",null,null,0,0,0]
["0101070103","5695ED01117","콘센트신설(가로형)","매입접지극부 2구 15A250V","개",1,{"$nulls":8},"",null,null,0,0,0]
["0101070103","5695ED01118","콘센트신설(가로형방우콘센트)","매입접지극부 2구 15A250V","개",1,{"$nulls":8},"",null,null,0,0,0]
["0101070103","5695ED09019","와이드램프스위치신설(90MM)","매입대각형 1P","개",1,{"$nulls":8},"",null,null,0,0,0]
["0101070103","5695ED09020","와이드램프스위치신설(90MM)","매입대각형 2연용 1P","개",3,{"$nulls":8},"",null,null,0,0,0]
["0101070103","5695ED09022","와이드램프스위치신설(90MM)","매입대각형 4연용 1P","개",1,{"$nulls":8},"",null,null,0,0,0]
["0101070103","5695EZ20010","석고보드따기","전기","개소",27,{"$nulls":8},"",null,null,0,0,0]
["0101070103","56950280010","등기구보강","M바 표준형","SET",4,{"$nulls":8},"",null,null,0,0,0]
["0101070103","5695EZ90001","거실등","GES-00D","SET",1,{"$nulls":8},"",null,null,0,0,0]
["0101070103","5695EZ90002","안방등","CHL-00B","SET",1,{"$nulls":8},"",null,null,0,0,0]
["0101070103","5695EZ90003","침실등","CHS-00B","SET",1,{"$nulls":8},"",null,null,0,0,0]
["0101070103","5695EZ90004","현관등","HYS-00B","SET",1,{"$nulls":8},"",null,null,0,0,0]
["0101070103","5695EZ90005","욕실등","HWJ-01B","SET",1,{"$nulls":8},"",null,null,0,0,0]
["0101070103","5695EZ90006","발코니등","BKC-01B","SET",3,{"$nulls":8},"",null,null,0,0,0]
["0101070103","5695EZ90007","주방등","JBI-01A","SET",1,{"$nulls":8},"",null,null,0,0,0]
["0101070103","5695EZ90008","식탁등","SIT-01A","SET",1,{"$nulls":8},"",null,null,0,0,0]
["0101070103","5695EZ90009","복도등","HAL-00B","SET",2,{"$nulls":8},"",null,null,0,0,0]
["0101070103","5695EZ90050","세대분전반","MAIN:2P 50AF,분기:2P 30AFx4","면",1,{"$nulls":8},"",null,null,0,0,0]
{"$rows_empty":14}
[null,null,"[ 합           계 ]"]
[null,null,"01010702  전력간선공사"]
["01010702","5695EA01141","PVC PIPE 배관","HI 16MM","M",53.7,{"$nulls":8},"",null,null,0,0,0]
["01010702","5695EA01143","PVC PIPE 배관","HI 28MM","M",21.4,{"$nulls":8},"",null,null,0,0,0]
["01010702","5695EA02162","강제전선관배관","아연도 28MM","M",5.4,{"$nulls":8},"",null,null,0,0,0]
["01010702","5695EA02163","강제전선관배관","아연도 36MM","M",53.6,{"$nulls":8},"",null,null,0,0,0]
["01010702","5695EA02164","강제전선관배관","아연도 42MM","M",59.6,{"$nulls":8},"",null,null,0,0,0]
["01010702","5695EA02165","강제전선관배관","아연도 54MM","M",195.7,{"$nulls":8},"",null,null,0,0,0]
["01010702","5695EA02167","강제전선관배관","아연도 82MM","M",3.6,{"$nulls":8},"",null,null,0,0,0]
["01010702","5695EA04160","합성수지가요전선관","CD 16MM","M",1198.2,{"$nulls":8},"",null,null,0,0,0]
["01010702","59759017063","강재전선관용 부품","노말밴드, 아연도 42 mm","개",4,{"$nulls":8},"",null,null,0,0,0]
["01010702","59759017064","강재전선관용 부품","노말밴드, 아연도 54 mm","개",10,{"$nulls":8},"",null,null,0,0,0]
["01010702","59759017066","강재전선관용 부품","노말밴드, 아연도 82 mm","개",2,{"$nulls":8},"",null,null,0,0,0]
["01010702","CSES0020004","경질비닐전선관용 부품","노말밴드,HI 28C","EA",8,{"$nulls":8},"",null,null,0,0,0]
["01010702","59759017053","강재전선관용 부품","파이프크램프, 28 C","개",4,{"$nulls":8},"",null,null,0,0,0]
["01010702","59759017054","강재전선관용 부품","파이프크램프, 36 C","개",40,{"$nulls":8},"",null,null,0,0,0]
["01010702","59759017055","강재전선관용 부품","파이프크램프, 42 C","개",44,{"$nulls":8},"",null,null,0,0,0]
["01010702","59759017056","강재전선관용 부품","파이프크램프, 54 C","개",132,{"$nulls":8},"",null,null,0,0,0]
["01010702","59759017058","강재전선관용 부품","파이프크램프, 82 C","개",4,{"$nulls":8},"",null,null,0,0,0]
["01010702","5695EH01741","PULL BOX","250x250x100","개",5,{"$nulls":8},"",null,null,0,0,0]
["01010702","5695EH01714","PULL BOX","300x300x200","개",2,{"$nulls":8},"",null,null,0,0,0]
["01010702","5695EB02030","관내배선","HIV 2.0㎟","M",122.1,{"$nulls":8},"",null,null,0,0,0]
["01010702","5695EB02014","관내배선","HIV 5.5㎟","M",2620.4,{"$nulls":8},"",null,null,0,0,0]
["01010702","5695EB02015","관내배선","HIV 8㎟","M",58.8,{"$nulls":8},"",null,null,0,0,0]
["01010702","5695EB02016","관내배선","HIV 14㎟","M",58.8,{"$nulls":8},""]
["01010702","5695EB02017","관내배선","HIV 22㎟","M",179.2,{"$nulls":8},"",null,null,0,0,0]
["01010702","5695EB02028","관내배선","HIV 30㎟","M",301.8,{"$nulls":8},"",null,null,0,0,0]
["01010702","5695EB02018","관내배선","HIV 38㎟","M",699.4,{"$nulls":8},"",null,null,0,0,0]
["01010702","5695EB02019","관내배선","HIV 60㎟","M",192.4,{"$nulls":8},"",null,null,0,0,0]
["01010702","5695EB03071","관내배선","GV 2.0mm","M",40.7,{"$nulls":8},"",null,null,0,0,0]
["01010702","5695EB03075","관내배선","GV 2.0㎟","M",1310.2,{"$nulls":8},"",null,null,0,0,0]
["01010702","5695EB03080","관내배선","GV 5.5㎟","M",29.4,{"$nulls":8},"",null,null,0,0,0]
["01010702","5695EB03081","관내배선","GV 8㎟","M",125.8,{"$nulls":8},"",null,null,0,0,0]
["01010702","5695EB03082","관내배선","GV 14㎟","M",180.4,{"$nulls":8},"",null,null,0,0,0]
["01010702","5695EB03083","관내배선","GV 22㎟","M",69.6,{"$nulls":8},"",null,null,0,0,0]
["01010702","5695EZ02012","접지","E3","개소",1,{"$nulls":8},"",null,null,0,0,0]
["01010702","59751777102","접지첨가제","접지저항저감제,아스판,10 Kg","개",1,{"$nulls":8},"",null,null,0,0,0]
["01010702","5695EQ31012","단말처리(압착터미날포함)","14MM2","조",52,{"$nulls":8},"",null,null,0,0,0]
["01010702","5695EQ31013","단말처리(압착터미날포함)","22MM2","조",10,{"$nulls":8},"",null,null,0,0,0]
["01010702","5695EQ31023","단말처리(압착터미날포함)","30MM2","조",108,{"$nulls":8},"",null,null,0,0,0]
["01010702","5695EQ31014","단말처리(압착터미날포함)","38MM2","조",132,{"$nulls":8},"",null,null,0,0,0]
["01010702","5695EZ03552","동관단자","60MM2","개",8,{"$nulls":8},"",null,null,0,0,0]
["01010702","5695N020077","세대계량기반(2세대용)","450W*500H*160D(옥내)","면",1,{"$nulls":8},""]
["01010702","5695N020078","세대계량기반(3세대용)","650W*500H*160D(옥내)","면",14,{"$nulls":8},""]
["01010702","5695N020079","세대계량기반(4세대용)","850W*500H*160D(옥내)","면",17,{"$nulls":8},""]
["01010702","59754857285","보강철물","계량기함","개",32,{"$nulls":8},"",null,null,0,0,0]
["01010702","56950240050","관로구방수","D50","개소",1,{"$nulls":8},"",null,null,0,0,0]
["01010702","56950140200","파이프지지대"," W200","개소",27,{"$nulls":8},"",null,null,0,0,0]
["01010702","56950140300","파이프지지대"," W300","개소",1,{"$nulls":8},"",null,null,0,0,0]
["01010702","5695CSE1098","파이프지지","W 50","개소",36,{"$nulls":8},"",null,null,0,0,0]
["01010702","5695CSE1099","파이프지지","W 100","개소",36,{"$nulls":8},"",null,null,0,0,0]
["01010702","5695CSE1100","파이프지지","W 150","개소",18,{"$nulls":8},"",null,null,0,0,0]
["01010702","5695CSE1101","파이프지지","W 200","개소",18,{"$nulls":8},"",null,null,0,0,0]
["01010702","5695CSE1102","파이프지지","W 300","개소",17,{"$nulls":8},"",null,null,0,0,0]
["01010702","5695CSE1105","파이프지지","W 600","개소",1,{"$nulls":8},"",null,null,0,0,0]
["01010702","5695N020045","LM/LEM(207동)","900W*2000H*250D(옥내)","면",1,{"$nulls":8},""]
["01010702","5695N020049","LP-1A(207동)","750W*1000H*200D(옥내)","면",1,{"$nulls":8},""]
["01010702","5695N020050","LP-1B(207동)","750W*1000H*200D(옥내)","면",1,{"$nulls":8},""]
["01010702","5695N020046","LP-2A(207동)","500W*600H*200D(옥내)","면",1,{"$nulls":8},""]
["01010702","5695N020047","LP-2B(207동)","750W*1000H*200D(옥내)","면",1,{"$nulls":8},""]
["01010702","5695N020048","SUB(207동)","600W*600H*180D(옥내)","면",1,{"$nulls":8},""]
["01010702","5695N020101","배수펌프조작반","500Wx500Hx200D(옥내)","면",2,{"$nulls":8},""]
{"$rows_empty":16}
[null,null,"[ 합           계 ]"]
[null,null,"01010703  공용부전등전열공사"]
["01010703","5695EA01141","PVC PIPE 배관","HI 16MM","M",584.5,{"$nulls":8},"",null,null,0,0,0]
["01010703","5695EA02160","강제전선관배관","아연도 16MM","M",18,{"$nulls":8},"",null,null,0,0,0]
["01010703","5695EA04160","합성수지가요전선관","CD 16MM","M",1148.4,{"$nulls":8},"",null,null,0,0,0]
["01010703","5695EA04161","합성수지가요전선관","CD 22MM","M",70.2,{"$nulls":8},"",null,null,0,0,0]
["01010703","5695EA05169","후렉시블전선관","16MM(방수형)","M",8,{"$nulls":8},"",null,null,0,0,0]
["01010703","59753017063","1종가요관 부속품","박스커넥터-비닐, 16mm 방수","개",8,{"$nulls":8},"",null,null,0,0,0]
["01010703","59759017051","강재전선관용 부품","파이프크램프, 16 C","개",4,{"$nulls":8},"",null,null,0,0,0]
["01010703","5695EA11010","PVC박스 신설","HI SW박스 1G","개",28,{"$nulls":8},"",null,null,0,0,0]
["01010703","5695EA11011","PVC박스 신설","HI SW박스 2G","개",111,{"$nulls":8},"",null,null,0,0,0]
["01010703","5695EA11012","PVC박스 신설","HI 콘크리트4각 75","개",3,{"$nulls":8},"",null,null,0,0,0]
["01010703","5695EA11013","PVC박스 신설","HI 콘크리트8각 75","개",222,{"$nulls":8},"",null,null,0,0,0]
["01010703","5695EH01700","PULL BOX","150x150x100","개",2,{"$nulls":8},"",null,null,0,0,0]
["01010703","5695EB02011","관내배선","HIV 1.6mm","M",4017.4,{"$nulls":8},"",null,null,0,0,0]
["01010703","5695EB02012","관내배선","HIV 2.0mm","M",1189,{"$nulls":8},"",null,null,0,0,0]
["01010703","5695EB02030","관내배선","HIV 2.0㎟","M",45,{"$nulls":8},"",null,null,0,0,0]
["01010703","5695EB03071","관내배선","GV 2.0mm","M",609.5,{"$nulls":8},"",null,null,0,0,0]
["01010703","5695EC12035","제어용케이블신설","CVV 1.6mm x3C","M",15,{"$nulls":8},"",null,null,0,0,0]
["01010703","59400247001","와이어콘넥터","3.5 ㎟ x 2가닥","개",675,{"$nulls":8},"",null,null,0,0,0]
["01010703","5695ED09010","와이드스위치신설(90MM)","매입대각형 1P","개",8,{"$nulls":8},"",null,null,0,0,0]
["01010703","5695ED09011","와이드스위치신설(90MM)","매입대각형 2연용 1P","개",2,{"$nulls":8},"",null,null,0,0,0]
["01010703","5695ED09018","와이드스위치신설(90MM)","매입대각형 3로 1P","개",8,{"$nulls":8},"",null,null,0,0,0]
["01010703","5695ED01110","콘센트신설","매입접지극부 1구 15A250V","개",112,{"$nulls":8},""]
["01010703","5695ED01111","콘센트신설","매입접지극부 2구 15A250V","개",9,{"$nulls":8},"",null,null,0,0,0]
["01010703","5695ED01116","콘센트신설","노출접지극부 2구 15A250V","개",14,{"$nulls":8},"",null,null,0,0,0]
["01010703","56950140100","파이프지지대"," W100","개소",2,{"$nulls":8},"",null,null,0,0,0]
["01010703","56950180001","동력배관지지가대","모타배관지지","개소",2,{"$nulls":8},"",null,null,0,0,0]
["01010703","5695EZ90022","센서등(E)","IL 60W","SET",180,{"$nulls":8},""]
["01010703","5695EZ90024","직부등(G)","IL 60W","SET",2,{"$nulls":8},""]
["01010703","5695EZ90029","갓등 P.P(J1)","FL 20W x2","SET",4,{"$nulls":8},""]
["01010703","5695EZ90031","직부등(L)","EL 20W","SET",39,{"$nulls":8},""]
{"$rows_empty":20}
[null,null,"[ 합           계 ]"]
[null,null,"0101080101  세대전기공사 기준층 (39㎟)"]
["0101080101","5695EA04160","합성수지가요전선관","CD 16MM","M",93.2,{"$nulls":8},"",null,null,0,0,0]
["0101080101","5695EA11010","PVC박스 신설","HI SW박스 1G","개",10,{"$nulls":8},"",null,null,0,0,0]
["0101080101","5695EA11011","PVC박스 신설","HI SW박스 2G","개",11,{"$nulls":8},"",null,null,0,0,0]
["0101080101","5695EA11012","PVC박스 신설","HI 콘크리트4각 75","개",2,{"$nulls":8},"",null,null,0,0,0]
["0101080101","5695EA11013","PVC박스 신설","HI 콘크리트8각 75","개",6,{"$nulls":8},"",null,null,0,0,0]
["0101080101","5695EA12013","연결박스","","개",18,{"$nulls":8},"",null,null,0,0,0]
["0101080101","59754857276","박스지지금구","1구용(세대분전반용)","개",1,{"$nulls":8},"",null,null,0,0,0]
["0101080101","59754857277","박스지지금구","1구용(세대단자함용)","개",1,{"$nulls":8},"",null,null,0,0,0]
["0101080101","59754857278","박스지지금구","1구용","개",19,{"$nulls":8},"",null,null,0,0,0]
["0101080101","59754857279","박스지지금구","2구용","개",1,{"$nulls":8},"",null,null,0,0,0]
["0101080101","59754857280","박스지지금구","3구용","개",2,{"$nulls":8},"",null,null,0,0,0]
["0101080101","5695EB02011","관내배선","HIV 1.6mm","M",80,{"$nulls":8},"",null,null,0,0,0]
["0101080101","5695EB02012","관내배선","HIV 2.0mm","M",147.8,{"$nulls":8},"",null,null,0,0,0]
["0101080101","5695EB03070","관내배선","GV 1.6mm","M",10,{"$nulls":8},"",null,null,0,0,0]
["0101080101","5695EB03071","관내배선","GV 2.0mm","M",73.9,{"$nulls":8},"",null,null,0,0,0]
["0101080101","59400247001","와이어콘넥터","3.5 ㎟ x 2가닥","개",24,{"$nulls":8},"",null,null,0,0,0]
["0101080101","5695ED01110","콘센트신설","매입접지극부 1구 15A250V","개",6,{"$nulls":8},"",null,null,0,0,0]
["0101080101","5695ED01111","콘센트신설","매입접지극부 2구 15A250V","개",8,{"$nulls":8},"",null,null,0,0,0]
["0101080101","5695ED01112","콘센트신설","매입접지극부 4구 15A250V","개",1,{"$nulls":8},"",null,null,0,0,0]
["0101080101","5695ED01114","콘센트신설(방우콘센트)","매입접지극부 2구 15A250V","개",1,{"$nulls":8},"",null,null,0,0,0]
["0101080101","5695ED01117","콘센트신설(가로형)","매입접지극부 2구 15A250V","개",1,{"$nulls":8},"",null,null,0,0,0]
["0101080101","5695ED01118","콘센트신설(가로형방우콘센트)","매입접지극부 2구 15A250V","개",1,{"$nulls":8},"",null,null,0,0,0]
["0101080101","5695ED09019","와이드램프스위치신설(90MM)","매입대각형 1P","개",1,{"$nulls":8},"",null,null,0,0,0]
["0101080101","5695ED09020","와이드램프스위치신설(90MM)","매입대각형 2연용 1P","개",2,{"$nulls":8},"",null,null,0,0,0]
["0101080101","5695ED09021","와이드램프스위치신설(90MM)","매입대각형 3연용 1P","개",1,{"$nulls":8},"",null,null,0,0,0]
["0101080101","5695EZ20010","석고보드따기","전기","개소",19,{"$nulls":8},"",null,null,0,0,0]
["0101080101","56950280010","등기구보강","M바 표준형","SET",3,{"$nulls":8},"",null,null,0,0,0]
["0101080101","5695EZ90001","거실등","GES-00D","SET",1,{"$nulls":8},"",null,null,0,0,0]
["0101080101","5695EZ90003","침실등","CHS-00B","SET",1,{"$nulls":8},"",null,null,0,0,0]
["0101080101","5695EZ90004","현관등","HYS-00B","SET",1,{"$nulls":8},"",null,null,0,0,0]
["0101080101","5695EZ90005","욕실등","HWJ-01B","SET",1,{"$nulls":8},"",null,null,0,0,0]
["0101080101","5695EZ90006","발코니등","BKC-01B","SET",1,{"$nulls":8},"",null,null,0,0,0]
["0101080101","5695EZ90007","주방등","JBI-01A","SET",1,{"$nulls":8},"",null,null,0,0,0]
["0101080101","5695EZ90008","식탁등","SIT-01A","SET",1,{"$nulls":8},"",null,null,0,0,0]
["0101080101","5695EZ90050","세대분전반","MAIN:2P 50AF,분기:2P 30AFx4","면",1,{"$nulls":8},"",null,null,0,0,0]
{"$rows_empty":15}
[null,null,"[ 합           계 ]"]
[null,null,"0101080102  세대전기공사 기준층(49㎟ A)"]
["0101080102","5695EA04160","합성수지가요전선관","CD 16MM","M",103.6,{"$nulls":8},"",null,null,0,0,0]
["0101080102","5695EA04161","합성수지가요전선관","CD 22MM","M",2.1,{"$nulls":8},"",null,null,0,0,0]
["0101080102","5695EA11010","PVC박스 신설","HI SW박스 1G","개",9,{"$nulls":8},"",null,null,0,0,0]
["0101080102","5695EA11011","PVC박스 신설","HI SW박스 2G","개",14,{"$nulls":8},"",null,null,0,0,0]
["0101080102","5695EA11012","PVC박스 신설","HI 콘크리트4각 75","개",3,{"$nulls":8},"",null,null,0,0,0]
["0101080102","5695EA11013","PVC박스 신설","HI 콘크리트8각 75","개",11,{"$nulls":8},"",null,null,0,0,0]
["0101080102","5695EA12013","연결박스","","개",22,{"$nulls":8},"",null,null,0,0,0]
["0101080102","59754857276","박스지지금구","1구용(세대분전반용)","개",1,{"$nulls":8},"",null,null,0,0,0]
["0101080102","59754857277","박스지지금구","1구용(세대단자함용)","개",1,{"$nulls":8},"",null,null,0,0,0]
["0101080102","59754857278","박스지지금구","1구용","개",20,{"$nulls":8},"",null,null,0,0,0]
["0101080102","59754857280","박스지지금구","3구용","개",4,{"$nulls":8},"",null,null,0,0,0]
["0101080102","5695EB02011","관내배선","HIV 1.6mm","M",137.4,{"$nulls":8},"",null,null,0,0,0]
["0101080102","5695EB02012","관내배선","HIV 2.0mm","M",139.8,{"$nulls":8},"",null,null,0,0,0]
["0101080102","5695EB03070","관내배선","GV 1.6mm","M",9.2,{"$nulls":8},"",null,null,0,0,0]
["0101080102","5695EB03071","관내배선","GV 2.0mm","M",69.9,{"$nulls":8},"",null,null,0,0,0]
["0101080102","59400247001","와이어콘넥터","3.5 ㎟ x 2가닥","개",42,{"$nulls":8},"",null,null,0,0,0]
["0101080102","5695ED01110","콘센트신설","매입접지극부 1구 15A250V","개",6,{"$nulls":8},"",null,null,0,0,0]
["0101080102","5695ED01111","콘센트신설","매입접지극부 2구 15A250V","개",9,{"$nulls":8},"",null,null,0,0,0]
["0101080102","5695ED01112","콘센트신설","매입접지극부 4구 15A250V","개",1,{"$nulls":8},"",null,null,0,0,0]
["0101080102","5695ED01114","콘센트신설(방우콘센트)","매입접지극부 2구 15A250V","개",1,{"$nulls":8},"",null,null,0,0,0]
["0101080102","5695ED01117","콘센트신설(가로형)","매입접지극부 2구 15A250V","개",1,{"$nulls":8},"",null,null,0,0,0]
["0101080102","5695ED01118","콘센트신설(가로형방우콘센트)","매입접지극부 2구 15A250V","개",1,{"$nulls":8},"",null,null,0,0,0]
["0101080102","5695ED09019","와이드램프스위치신설(90MM)","매입대각형 1P","개",2,{"$nulls":8},"",null,null,0,0,0]
["0101080102","5695ED09020","와이드램프스위치신설(90MM)","매입대각형 2연용 1P","개",1,{"$nulls":8},"",null,null,0,0,0]
["0101080102","5695ED09021","와이드램프스위치신설(90MM)","매입대각형 3연용 1P","개",2,{"$nulls":8},"",null,null,0,0,0]
["0101080102","5695EZ20010","석고보드따기","전기","개소",25,{"$nulls":8},"",null,null,0,0,0]
["0101080102","56950280010","등기구보강","M바 표준형","SET",4,{"$nulls":8},"",null,null,0,0,0]
["0101080102","5695EZ90001","거실등","GES-00D","SET",1,{"$nulls":8},"",null,null,0,0,0]
["0101080102","5695EZ90002","안방등","CHL-00B","SET",1,{"$nulls":8},"",null,null,0,0,0]
["0101080102","5695EZ90003","침실등","CHS-00B","SET",1,{"$nulls":8},"",null,null,0,0,0]
["0101080102","5695EZ90004","현관등","HYS-00B","SET",1,{"$nulls":8},"",null,null,0,0,0]
["0101080102","5695EZ90005","욕실등","HWJ-01B","SET",1,{"$nulls":8},"",null,null,0,0,0]
["0101080102","5695EZ90006","발코니등","BKC-01B","SET",4,{"$nulls":8},"",null,null,0,0,0]
["0101080102","5695EZ90007","주방등","JBI-01A","SET",1,{"$nulls":8},"",null,null,0,0,0]
["0101080102","5695EZ90008","식탁등","SIT-01A","SET",1,{"$nulls":8},"",null,null,0,0,0]
["0101080102","5695EZ90009","복도등","HAL-00B","SET",2,{"$nulls":8},"",null,null,0,0,0]
["0101080102","5695EZ90050","세대분전반","MAIN:2P 50AF,분기:2P 30AFx4","면",1,{"$nulls":8},"",null,null,0,0,0]
{"$rows_empty":13}
[null,null,"[ 합           계 ]"]
[null,null,"0101080103  세대전기공사 기준층(49㎟ C)"]
["0101080103","5695EA04160","합성수지가요전선관","CD 16MM","M",104.8,{"$nulls":8},"",null,null,0,0,0]
["0101080103","5695EA04161","합성수지가요전선관","CD 22MM","M",2.2,{"$nulls":8},"",null,null,0,0,0]
["0101080103","5695EA11010","PVC박스 신설","HI SW박스 1G","개",7,{"$nulls":8},"",null,null,0,0,0]
["0101080103","5695EA11011","PVC박스 신설","HI SW박스 2G","개",17,{"$nulls":8},"",null,null,0,0,0]
["0101080103","5695EA11012","PVC박스 신설","HI 콘크리트4각 75","개",2,{"$nulls":8},"",null,null,0,0,0]
["0101080103","5695EA11013","PVC박스 신설","HI 콘크리트8각 75","개",11,{"$nulls":8},"",null,null,0,0,0]
["0101080103","5695EA12013","연결박스","","개",24,{"$nulls":8},"",null,null,0,0,0]
["0101080103","59754857276","박스지지금구","1구용(세대분전반용)","개",1,{"$nulls":8},"",null,null,0,0,0]
["0101080103","59754857277","박스지지금구","1구용(세대단자함용)","개",1,{"$nulls":8},"",null,null,0,0,0]
["0101080103","59754857278","박스지지금구","1구용","개",21,{"$nulls":8},"",null,null,0,0,0]
["0101080103","59754857280","박스지지금구","3구용","개",4,{"$nulls":8},"",null,null,0,0,0]
["0101080103","5695EB02011","관내배선","HIV 1.6mm","M",132.2,{"$nulls":8},"",null,null,0,0,0]
["0101080103","5695EB02012","관내배선","HIV 2.0mm","M",148.2,{"$nulls":8},"",null,null,0,0,0]
["0101080103","5695EB03070","관내배선","GV 1.6mm","M",9.2,{"$nulls":8},"",null,null,0,0,0]
["0101080103","5695EB03071","관내배선","GV 2.0mm","M",74.1,{"$nulls":8},"",null,null,0,0,0]
["0101080103","59400247001","와이어콘넥터","3.5 ㎟ x 2가닥","개",39,{"$nulls":8},"",null,null,0,0,0]
["0101080103","5695ED01110","콘센트신설","매입접지극부 1구 15A250V","개",5,{"$nulls":8},"",null,null,0,0,0]
["0101080103","5695ED01111","콘센트신설","매입접지극부 2구 15A250V","개",11,{"$nulls":8},"",null,null,0,0,0]
["0101080103","5695ED01112","콘센트신설","매입접지극부 4구 15A250V","개",1,{"$nulls":8},"",null,null,0,0,0]
["0101080103","5695ED01113","콘센트신설(방우콘센트)","매입접지극부 1구 15A250V","개",1,{"$nulls":8},"",null,null,0,0,0]
["0101080103","5695ED01117","콘센트신설(가로형)","매입접지극부 2구 15A250V","개",1,{"$nulls":8},"",null,null,0,0,0]
["0101080103","5695ED01118","콘센트신설(가로형방우콘센트)","매입접지극부 2구 15A250V","개",1,{"$nulls":8},"",null,null,0,0,0]
["0101080103","5695ED09019","와이드램프스위치신설(90MM)","매입대각형 1P","개",1,{"$nulls":8},"",null,null,0,0,0]
["0101080103","5695ED09020","와이드램프스위치신설(90MM)","매입대각형 2연용 1P","개",3,{"$nulls":8},"",null,null,0,0,0]
["0101080103","5695ED09022","와이드램프스위치신설(90MM)","매입대각형 4연용 1P","개",1,{"$nulls":8},"",null,null,0,0,0]
["0101080103","5695EZ20010","석고보드따기","전기","개소",27,{"$nulls":8},"",null,null,0,0,0]
["0101080103","56950280010","등기구보강","M바 표준형","SET",4,{"$nulls":8},"",null,null,0,0,0]
["0101080103","5695EZ90001","거실등","GES-00D","SET",1,{"$nulls":8},"",null,null,0,0,0]
["0101080103","5695EZ90002","안방등","CHL-00B","SET",1,{"$nulls":8},"",null,null,0,0,0]
["0101080103","5695EZ90003","침실등","CHS-00B","SET",1,{"$nulls":8},"",null,null,0,0,0]
["0101080103","5695EZ90004","현관등","HYS-00B","SET",1,{"$nulls":8},"",null,null,0,0,0]
["0101080103","5695EZ90005","욕실등","HWJ-01B","SET",1,{"$nulls":8},"",null,null,0,0,0]
["0101080103","5695EZ90006","발코니등","BKC-01B","SET",3,{"$nulls":8},"",null,null,0,0,0]
["0101080103","5695EZ90007","주방등","JBI-01A","SET",1,{"$nulls":8},"",null,null,0,0,0]
["0101080103","5695EZ90008","식탁등","SIT-01A","SET",1,{"$nulls":8},"",null,null,0,0,0]
["0101080103","5695EZ90009","복도등","HAL-00B","SET",2,{"$nulls":8},"",null,null,0,0,0]
["0101080103","5695EZ90050","세대분전반","MAIN:2P 50AF,분기:2P 30AFx4","면",1,{"$nulls":8},"",null,null,0,0,0]
{"$rows_empty":13}
[null,null,"[ 합           계 ]"]
[null,null,"01010802  전력간선공사"]
["01010802","5695EA01141","PVC PIPE 배관","HI 16MM","M",26.1,{"$nulls":8},"",null,null,0,0,0]
["01010802","5695EA01142","PVC PIPE 배관","HI 22MM","M",3.5,{"$nulls":8},"",null,null,0,0,0]
["01010802","5695EA01144","PVC PIPE 배관","HI 36MM","M",10.5,{"$nulls":8},""]
["01010802","5695EA01145","PVC PIPE 배관","HI 42MM","M",4.5,{"$nulls":8},""]
["01010802","5695EA02163","강제전선관배관","아연도 36MM","M",5.4,{"$nulls":8},"",null,null,0,0,0]
["01010802","5695EA02164","강제전선관배관","아연도 42MM","M",8.1,{"$nulls":8},"",null,null,0,0,0]
["01010802","5695EA02165","강제전선관배관","아연도 54MM","M",184.5,{"$nulls":8},"",null,null,0,0,0]
["01010802","5695EA02167","강제전선관배관","아연도 82MM","M",4.2,{"$nulls":8},"",null,null,0,0,0]
["01010802","5695EA04160","합성수지가요전선관","CD 16MM","M",1067.6,{"$nulls":8},"",null,null,0,0,0]
["01010802","59759017064","강재전선관용 부품","노말밴드, 아연도 54 mm","개",8,{"$nulls":8},"",null,null,0,0,0]
["01010802","59759017066","강재전선관용 부품","노말밴드, 아연도 82 mm","개",2,{"$nulls":8},"",null,null,0,0,0]
["01010802","CSES0020005","경질비닐전선관용 부품","노말밴드,HI 36C","EA",6,{"$nulls":8},""]
["01010802","CSES0020006","경질비닐전선관용 부품","노말밴드,HI 42C","EA",2,{"$nulls":8},""]
["01010802","59759017054","강재전선관용 부품","파이프크램프, 36 C","개",4,{"$nulls":8},"",null,null,0,0,0]
["01010802","59759017055","강재전선관용 부품","파이프크램프, 42 C","개",6,{"$nulls":8},"",null,null,0,0,0]
["01010802","59759017056","강재전선관용 부품","파이프크램프, 54 C","개",133,{"$nulls":8},"",null,null,0,0,0]
["01010802","59759017058","강재전선관용 부품","파이프크램프, 82 C","개",4,{"$nulls":8},"",null,null,0,0,0]
["01010802","5695EH01741","PULL BOX","250x250x100","개",1,{"$nulls":8},"",null,null,0,0,0]
["01010802","5695EH01714","PULL BOX","300x300x200","개",1,{"$nulls":8},"",null,null,0,0,0]
["01010802","5695EB02030","관내배선","HIV 2.0㎟","M",26.4,{"$nulls":8},"",null,null,0,0,0]
["01010802","5695EB02014","관내배선","HIV 5.5㎟","M",2413.2,{"$nulls":8},"",null,null,0,0,0]
["01010802","5695EB02016","관내배선","HIV 14㎟","M",66,{"$nulls":8},""]
["01010802","5695EB02028","관내배선","HIV 30㎟","M",26,{"$nulls":8},"",null,null,0,0,0]
["01010802","5695EB02018","관내배선","HIV 38㎟","M",443.4,{"$nulls":8},"",null,null,0,0,0]
["01010802","5695EB02029","관내배선","HIV 50㎟","M",417.3,{"$nulls":8},"",null,null,0,0,0]
["01010802","5695EB03071","관내배선","GV 2.0mm","M",8.8,{"$nulls":8},"",null,null,0,0,0]
["01010802","5695EB03075","관내배선","GV 2.0㎟","M",1195.6,{"$nulls":8},"",null,null,0,0,0]
["01010802","5695EB03080","관내배선","GV 5.5㎟","M",5.5,{"$nulls":8},"",null,null,0,0,0]
["01010802","5695EB03081","관내배선","GV 8㎟","M",23,{"$nulls":8},"",null,null,0,0,0]
["01010802","5695EB03082","관내배선","GV 14㎟","M",223.5,{"$nulls":8},"",null,null,0,0,0]
["01010802","5695EB03083","관내배선","GV 22㎟","M",26.3,{"$nulls":8},"",null,null,0,0,0]
["01010802","5695EZ02012","접지","E3","개소",1,{"$nulls":8},"",null,null,0,0,0]
["01010802","59751777102","접지첨가제","접지저항저감제,아스판,10 Kg","개",1,{"$nulls":8},"",null,null,0,0,0]
["01010802","5695EQ31012","단말처리(압착터미날포함)","14MM2","조",70,{"$nulls":8},"",null,null,0,0,0]
["01010802","5695EQ31023","단말처리(압착터미날포함)","30MM2","조",8,{"$nulls":8},"",null,null,0,0,0]
["01010802","5695EQ31014","단말처리(압착터미날포함)","38MM2","조",84,{"$nulls":8},"",null,null,0,0,0]
["01010802","5695EQ31024","단말처리(압착터미날포함)","50MM2","조",82,{"$nulls":8},"",null,null,0,0,0]
["01010802","5695N020079","세대계량기반(4세대용)","850W*500H*160D(옥내)","면",1,{"$nulls":8},""]
["01010802","5695N020080","세대계량기반(5세대용)","900W*500H*160D(옥내)","면",2,{"$nulls":8},""]
["01010802","5695N020081","세대계량기반(6세대용)","650W*900H*160D(옥내)","면",19,{"$nulls":8},""]
["01010802","59754857285","보강철물","계량기함","개",22,{"$nulls":8},"",null,null,0,0,0]
["01010802","56950240050","관로구방수","D50","개소",1,{"$nulls":8},"",null,null,0,0,0]
["01010802","56950120054","파이프행가"," 54 C","개소",2,{"$nulls":8},""]
["01010802","56950140300","파이프지지대"," W300","개소",1,{"$nulls":8},"",null,null,0,0,0]
["01010802","5695CSE1098","파이프지지","W 50","개소",10,{"$nulls":8},"",null,null,0,0,0]
["01010802","5695CSE1099","파이프지지","W 100","개소",31,{"$nulls":8},"",null,null,0,0,0]
["01010802","5695CSE1100","파이프지지","W 150","개소",14,{"$nulls":8},"",null,null,0,0,0]
["01010802","5695CSE1102","파이프지지","W 300","개소",32,{"$nulls":8},"",null,null,0,0,0]
["01010802","5695CSE1105","파이프지지","W 600","개소",1,{"$nulls":8},"",null,null,0,0,0]
["01010802","5695N020051","LM/LEM(208동)","900W*2000H*250D(옥내)","면",1,{"$nulls":8},""]
["01010802","5695N020053","LP-1A(208동)","750W*1000H*200D(옥내)","면",1,{"$nulls":8},""]
["01010802","5695N020054","LP-2A(208동)","600W*600H*180D(옥내)","면",1,{"$nulls":8},""]
["01010802","5695N020052","제연휀조작반(208동)","500W*600H*200D(옥내)","면",1,{"$nulls":8},""]
["01010802","5695N020101","배수펌프조작반","500Wx500Hx200D(옥내)","면",1,{"$nulls":8},""]
{"$rows_empty":22}
[null,null,"[ 합           계 ]"]
[null,null,"01010803  공용부전등전열공사"]
["01010803","5695EA01141","PVC PIPE 배관","HI 16MM","M",513,{"$nulls":8},"",null,null,0,0,0]
["01010803","5695EA02160","강제전선관배관","아연도 16MM","M",10,{"$nulls":8},"",null,null,0,0,0]
["01010803","5695EA02161","강제전선관배관","아연도 22MM","M",2.7,{"$nulls":8},"",null,null,0,0,0]
["01010803","5695EA04160","합성수지가요전선관","CD 16MM","M",959.1,{"$nulls":8},"",null,null,0,0,0]
["01010803","5695EA04161","합성수지가요전선관","CD 22MM","M",23,{"$nulls":8},"",null,null,0,0,0]
["01010803","5695EA05169","후렉시블전선관","16MM(방수형)","M",4,{"$nulls":8},"",null,null,0,0,0]
["01010803","5695EA05170","후렉시블전선관","22MM(방수형)","M",1,{"$nulls":8},"",null,null,0,0,0]
["01010803","59753017063","1종가요관 부속품","박스커넥터-비닐, 16mm 방수","개",4,{"$nulls":8},"",null,null,0,0,0]
["01010803","59753017064","1종가요관 부속품","박스커넥터-비닐, 22mm 방수","개",2,{"$nulls":8},"",null,null,0,0,0]
["01010803","59759017051","강재전선관용 부품","파이프크램프, 16 C","개",2,{"$nulls":8},"",null,null,0,0,0]
["01010803","5695EA11010","PVC박스 신설","HI SW박스 1G","개",20,{"$nulls":8},"",null,null,0,0,0]
["01010803","5695EA11011","PVC박스 신설","HI SW박스 2G","개",125,{"$nulls":8},"",null,null,0,0,0]
["01010803","5695EA11012","PVC박스 신설","HI 콘크리트4각 75","개",2,{"$nulls":8},"",null,null,0,0,0]
["01010803","5695EA11013","PVC박스 신설","HI 콘크리트8각 75","개",179,{"$nulls":8},"",null,null,0,0,0]
["01010803","5695EH01092","조인트박스설치","100x100x100","개",1,{"$nulls":8},"",null,null,0,0,0]
["01010803","5695EH01700","PULL BOX","150x150x100","개",1,{"$nulls":8},"",null,null,0,0,0]
["01010803","5695EB02011","관내배선","HIV 1.6mm","M",3114.7,{"$nulls":8},"",null,null,0,0,0]
["01010803","5695EB02012","관내배선","HIV 2.0mm","M",1073.6,{"$nulls":8},"",null,null,0,0,0]
["01010803","5695EB02030","관내배선","HIV 2.0㎟","M",24,{"$nulls":8},"",null,null,0,0,0]
["01010803","5695EB02014","관내배선","HIV 5.5㎟","M",14.1,{"$nulls":8},"",null,null,0,0,0]
["01010803","5695EB03071","관내배선","GV 2.0mm","M",544.8,{"$nulls":8},"",null,null,0,0,0]
["01010803","5695EB03080","관내배선","GV 5.5㎟","M",4.7,{"$nulls":8},"",null,null,0,0,0]
["01010803","5695EC12035","제어용케이블신설","CVV 1.6mm x3C","M",8,{"$nulls":8},"",null,null,0,0,0]
["01010803","59400247001","와이어콘넥터","3.5 ㎟ x 2가닥","개",543,{"$nulls":8},"",null,null,0,0,0]
["01010803","5695ED09010","와이드스위치신설(90MM)","매입대각형 1P","개",5,{"$nulls":8},"",null,null,0,0,0]
["01010803","5695ED09011","와이드스위치신설(90MM)","매입대각형 2연용 1P","개",1,{"$nulls":8},"",null,null,0,0,0]
["01010803","5695ED09018","와이드스위치신설(90MM)","매입대각형 3로 1P","개",6,{"$nulls":8},"",null,null,0,0,0]
["01010803","5695ED01110","콘센트신설","매입접지극부 1구 15A250V","개",128,{"$nulls":8},""]
["01010803","5695ED01111","콘센트신설","매입접지극부 2구 15A250V","개",5,{"$nulls":8},"",null,null,0,0,0]
["01010803","5695ED01116","콘센트신설","노출접지극부 2구 15A250V","개",10,{"$nulls":8},"",null,null,0,0,0]
["01010803","56950120022","파이프행가"," 22 C","개소",1,{"$nulls":8},"",null,null,0,0,0]
["01010803","56950140100","파이프지지대"," W100","개소",1,{"$nulls":8},"",null,null,0,0,0]
["01010803","56950180001","동력배관지지가대","모타배관지지","개소",1,{"$nulls":8},"",null,null,0,0,0]
["01010803","5695EZ90022","센서등(E)","IL 60W","SET",147,{"$nulls":8},""]
["01010803","5695EZ90024","직부등(G)","IL 60W","SET",6,{"$nulls":8},""]
["01010803","5695EZ90029","갓등 P.P(J1)","FL 20W x2","SET",2,{"$nulls":8},""]
["01010803","5695EZ90031","직부등(L)","EL 20W","SET",26,{"$nulls":8},""]
{"$rows_empty":13}
[null,null,"[ 합           계 ]"]
[null,null,"01010804  피뢰침설치공사"]
["01010804","5695EA01142","PVC PIPE 배관","HI 22MM","M",171.8,{"$nulls":8},"",null,null,0,0,0]
["01010804","5695EA22301","워더캡 설치","철제 22","개",2,{"$nulls":8},"",null,null,0,0,0]
["01010804","5695EH01090","조인트박스설치","100x100x50","개",2,{"$nulls":8},"",null,null,0,0,0]
["01010804","5695EB03085","관내배선","GV 38㎟","M",191.8,{"$nulls":8},"",null,null,0,0,0]
["01010804","5695EI25010","접지단자함","1극용(250X420X150)","개",2,{"$nulls":8},"",null,null,0,0,0]
["01010804","5695EZ02010","접지","E1","개소",2,{"$nulls":8},"",null,null,0,0,0]
["01010804","59751777102","접지첨가제","접지저항저감제,아스판,10 Kg","개",2,{"$nulls":8},"",null,null,0,0,0]
["01010804","56950240050","관로구방수","D50","개소",2,{"$nulls":8},"",null,null,0,0,0]
["01010804","5695N020160","이온방사형 광혁피뢰침","PRFVECTRON S6.6","식",1,{"$nulls":8},""]
{"$rows_empty":15}
[null,null,"[ 합           계 ]"]
[null,null,"0101090101  세대전기공사 기준층 (39㎟)"]
["0101090101","5695EA04160","합성수지가요전선관","CD 16MM","M",93.2,{"$nulls":8},"",null,null,0,0,0]
["0101090101","5695EA11010","PVC박스 신설","HI SW박스 1G","개",10,{"$nulls":8},"",null,null,0,0,0]
["0101090101","5695EA11011","PVC박스 신설","HI SW박스 2G","개",11,{"$nulls":8},"",null,null,0,0,0]
["0101090101","5695EA11012","PVC박스 신설","HI 콘크리트4각 75","개",2,{"$nulls":8},"",null,null,0,0,0]
["0101090101","5695EA11013","PVC박스 신설","HI 콘크리트8각 75","개",6,{"$nulls":8},"",null,null,0,0,0]
["0101090101","5695EA12013","연결박스","","개",18,{"$nulls":8},"",null,null,0,0,0]
["0101090101","59754857276","박스지지금구","1구용(세대분전반용)","개",1,{"$nulls":8},"",null,null,0,0,0]
["0101090101","59754857277","박스지지금구","1구용(세대단자함용)","개",1,{"$nulls":8},"",null,null,0,0,0]
["0101090101","59754857278","박스지지금구","1구용","개",19,{"$nulls":8},"",null,null,0,0,0]
["0101090101","59754857279","박스지지금구","2구용","개",1,{"$nulls":8},"",null,null,0,0,0]
["0101090101","59754857280","박스지지금구","3구용","개",2,{"$nulls":8},"",null,null,0,0,0]
["0101090101","5695EB02011","관내배선","HIV 1.6mm","M",80,{"$nulls":8},"",null,null,0,0,0]
["0101090101","5695EB02012","관내배선","HIV 2.0mm","M",147.8,{"$nulls":8},"",null,null,0,0,0]
["0101090101","5695EB03070","관내배선","GV 1.6mm","M",10,{"$nulls":8},"",null,null,0,0,0]
["0101090101","5695EB03071","관내배선","GV 2.0mm","M",73.9,{"$nulls":8},"",null,null,0,0,0]
["0101090101","59400247001","와이어콘넥터","3.5 ㎟ x 2가닥","개",24,{"$nulls":8},"",null,null,0,0,0]
["0101090101","5695ED01110","콘센트신설","매입접지극부 1구 15A250V","개",6,{"$nulls":8},"",null,null,0,0,0]
["0101090101","5695ED01111","콘센트신설","매입접지극부 2구 15A250V","개",8,{"$nulls":8},"",null,null,0,0,0]
["0101090101","5695ED01112","콘센트신설","매입접지극부 4구 15A250V","개",1,{"$nulls":8},"",null,null,0,0,0]
["0101090101","5695ED01114","콘센트신설(방우콘센트)","매입접지극부 2구 15A250V","개",1,{"$nulls":8},"",null,null,0,0,0]
["0101090101","5695ED01117","콘센트신설(가로형)","매입접지극부 2구 15A250V","개",1,{"$nulls":8},"",null,null,0,0,0]
["0101090101","5695ED01118","콘센트신설(가로형방우콘센트)","매입접지극부 2구 15A250V","개",1,{"$nulls":8},"",null,null,0,0,0]
["0101090101","5695ED09019","와이드램프스위치신설(90MM)","매입대각형 1P","개",1,{"$nulls":8},"",null,null,0,0,0]
["0101090101","5695ED09020","와이드램프스위치신설(90MM)","매입대각형 2연용 1P","개",2,{"$nulls":8},"",null,null,0,0,0]
["0101090101","5695ED09021","와이드램프스위치신설(90MM)","매입대각형 3연용 1P","개",1,{"$nulls":8},"",null,null,0,0,0]
["0101090101","5695EZ20010","석고보드따기","전기","개소",19,{"$nulls":8},"",null,null,0,0,0]
["0101090101","56950280010","등기구보강","M바 표준형","SET",3,{"$nulls":8},"",null,null,0,0,0]
["0101090101","5695EZ90001","거실등","GES-00D","SET",1,{"$nulls":8},"",null,null,0,0,0]
["0101090101","5695EZ90003","침실등","CHS-00B","SET",1,{"$nulls":8},"",null,null,0,0,0]
["0101090101","5695EZ90004","현관등","HYS-00B","SET",1,{"$nulls":8},"",null,null,0,0,0]
["0101090101","5695EZ90005","욕실등","HWJ-01B","SET",1,{"$nulls":8},"",null,null,0,0,0]
["0101090101","5695EZ90006","발코니등","BKC-01B","SET",1,{"$nulls":8},"",null,null,0,0,0]
["0101090101","5695EZ90007","주방등","JBI-01A","SET",1,{"$nulls":8},"",null,null,0,0,0]
["0101090101","5695EZ90008","식탁등","SIT-01A","SET",1,{"$nulls":8},"",null,null,0,0,0]
["0101090101","5695EZ90050","세대분전반","MAIN:2P 50AF,분기:2P 30AFx4","면",1,{"$nulls":8},"",null,null,0,0,0]
{"$rows_empty":15}
[null,null,"[ 합           계 ]"]
[null,null,"0101090102  세대전기공사 기준층(49㎟ A)"]
["0101090102","5695EA04160","합성수지가요전선관","CD 16MM","M",103.6,{"$nulls":8},"",null,null,0,0,0]
["0101090102","5695EA04161","합성수지가요전선관","CD 22MM","M",2.1,{"$nulls":8},"",null,null,0,0,0]
["0101090102","5695EA11010","PVC박스 신설","HI SW박스 1G","개",9,{"$nulls":8},"",null,null,0,0,0]
["0101090102","5695EA11011","PVC박스 신설","HI SW박스 2G","개",14,{"$nulls":8},"",null,null,0,0,0]
["0101090102","5695EA11012","PVC박스 신설","HI 콘크리트4각 75","개",3,{"$nulls":8},"",null,null,0,0,0]
["0101090102","5695EA11013","PVC박스 신설","HI 콘크리트8각 75","개",11,{"$nulls":8},"",null,null,0,0,0]
["0101090102","5695EA12013","연결박스","","개",22,{"$nulls":8},"",null,null,0,0,0]
["0101090102","59754857276","박스지지금구","1구용(세대분전반용)","개",1,{"$nulls":8},"",null,null,0,0,0]
["0101090102","59754857277","박스지지금구","1구용(세대단자함용)","개",1,{"$nulls":8},"",null,null,0,0,0]
["0101090102","59754857278","박스지지금구","1구용","개",20,{"$nulls":8},"",null,null,0,0,0]
["0101090102","59754857280","박스지지금구","3구용","개",4,{"$nulls":8},"",null,null,0,0,0]
["0101090102","5695EB02011","관내배선","HIV 1.6mm","M",137.4,{"$nulls":8},"",null,null,0,0,0]
["0101090102","5695EB02012","관내배선","HIV 2.0mm","M",139.8,{"$nulls":8},"",null,null,0,0,0]
["0101090102","5695EB03070","관내배선","GV 1.6mm","M",9.2,{"$nulls":8},"",null,null,0,0,0]
["0101090102","5695EB03071","관내배선","GV 2.0mm","M",69.9,{"$nulls":8},"",null,null,0,0,0]
["0101090102","59400247001","와이어콘넥터","3.5 ㎟ x 2가닥","개",42,{"$nulls":8},"",null,null,0,0,0]
["0101090102","5695ED01110","콘센트신설","매입접지극부 1구 15A250V","개",6,{"$nulls":8},"",null,null,0,0,0]
["0101090102","5695ED01111","콘센트신설","매입접지극부 2구 15A250V","개",9,{"$nulls":8},"",null,null,0,0,0]
["0101090102","5695ED01112","콘센트신설","매입접지극부 4구 15A250V","개",1,{"$nulls":8},"",null,null,0,0,0]
["0101090102","5695ED01114","콘센트신설(방우콘센트)","매입접지극부 2구 15A250V","개",1,{"$nulls":8},"",null,null,0,0,0]
["0101090102","5695ED01117","콘센트신설(가로형)","매입접지극부 2구 15A250V","개",1,{"$nulls":8},"",null,null,0,0,0]
["0101090102","5695ED01118","콘센트신설(가로형방우콘센트)","매입접지극부 2구 15A250V","개",1,{"$nulls":8},"",null,null,0,0,0]
["0101090102","5695ED09019","와이드램프스위치신설(90MM)","매입대각형 1P","개",2,{"$nulls":8},"",null,null,0,0,0]
["0101090102","5695ED09020","와이드램프스위치신설(90MM)","매입대각형 2연용 1P","개",1,{"$nulls":8},"",null,null,0,0,0]
["0101090102","5695ED09021","와이드램프스위치신설(90MM)","매입대각형 3연용 1P","개",2,{"$nulls":8},"",null,null,0,0,0]
["0101090102","5695EZ20010","석고보드따기","전기","개소",25,{"$nulls":8},"",null,null,0,0,0]
["0101090102","56950280010","등기구보강","M바 표준형","SET",4,{"$nulls":8},"",null,null,0,0,0]
["0101090102","5695EZ90001","거실등","GES-00D","SET",1,{"$nulls":8},"",null,null,0,0,0]
["0101090102","5695EZ90002","안방등","CHL-00B","SET",1,{"$nulls":8},"",null,null,0,0,0]
["0101090102","5695EZ90003","침실등","CHS-00B","SET",1,{"$nulls":8},"",null,null,0,0,0]
["0101090102","5695EZ90004","현관등","HYS-00B","SET",1,{"$nulls":8},"",null,null,0,0,0]
["0101090102","5695EZ90005","욕실등","HWJ-01B","SET",1,{"$nulls":8},"",null,null,0,0,0]
["0101090102","5695EZ90006","발코니등","BKC-01B","SET",4,{"$nulls":8},"",null,null,0,0,0]
["0101090102","5695EZ90007","주방등","JBI-01A","SET",1,{"$nulls":8},"",null,null,0,0,0]
["0101090102","5695EZ90008","식탁등","SIT-01A","SET",1,{"$nulls":8},"",null,null,0,0,0]
["0101090102","5695EZ90009","복도등","HAL-00B","SET",2,{"$nulls":8},"",null,null,0,0,0]
["0101090102","5695EZ90050","세대분전반","MAIN:2P 50AF,분기:2P 30AFx4","면",1,{"$nulls":8},"",null,null,0,0,0]
{"$rows_empty":13}
[null,null,"[ 합           계 ]"]
[null,null,"0101090103  세대전기공사 기준층(49㎟ C)"]
["0101090103","5695EA04160","합성수지가요전선관","CD 16MM","M",104.8,{"$nulls":8},"",null,null,0,0,0]
["0101090103","5695EA04161","합성수지가요전선관","CD 22MM","M",2.2,{"$nulls":8},"",null,null,0,0,0]
["0101090103","5695EA11010","PVC박스 신설","HI SW박스 1G","개",7,{"$nulls":8},"",null,null,0,0,0]
["0101090103","5695EA11011","PVC박스 신설","HI SW박스 2G","개",17,{"$nulls":8},"",null,null,0,0,0]
["0101090103","5695EA11012","PVC박스 신설","HI 콘크리트4각 75","개",2,{"$nulls":8},"",null,null,0,0,0]
["0101090103","5695EA11013","PVC박스 신설","HI 콘크리트8각 75","개",11,{"$nulls":8},"",null,null,0,0,0]
["0101090103","5695EA12013","연결박스","","개",24,{"$nulls":8},"",null,null,0,0,0]
["0101090103","59754857276","박스지지금구","1구용(세대분전반용)","개",1,{"$nulls":8},"",null,null,0,0,0]
["0101090103","59754857277","박스지지금구","1구용(세대단자함용)","개",1,{"$nulls":8},"",null,null,0,0,0]
["0101090103","59754857278","박스지지금구","1구용","개",21,{"$nulls":8},"",null,null,0,0,0]
["0101090103","59754857280","박스지지금구","3구용","개",4,{"$nulls":8},"",null,null,0,0,0]
["0101090103","5695EB02011","관내배선","HIV 1.6mm","M",132.2,{"$nulls":8},"",null,null,0,0,0]
["0101090103","5695EB02012","관내배선","HIV 2.0mm","M",148.2,{"$nulls":8},"",null,null,0,0,0]
["0101090103","5695EB03070","관내배선","GV 1.6mm","M",9.2,{"$nulls":8},"",null,null,0,0,0]
["0101090103","5695EB03071","관내배선","GV 2.0mm","M",74.1,{"$nulls":8},"",null,null,0,0,0]
["0101090103","59400247001","와이어콘넥터","3.5 ㎟ x 2가닥","개",39,{"$nulls":8},"",null,null,0,0,0]
["0101090103","5695ED01110","콘센트신설","매입접지극부 1구 15A250V","개",5,{"$nulls":8},"",null,null,0,0,0]
["0101090103","5695ED01111","콘센트신설","매입접지극부 2구 15A250V","개",11,{"$nulls":8},"",null,null,0,0,0]
["0101090103","5695ED01112","콘센트신설","매입접지극부 4구 15A250V","개",1,{"$nulls":8},"",null,null,0,0,0]
["0101090103","5695ED01113","콘센트신설(방우콘센트)","매입접지극부 1구 15A250V","개",1,{"$nulls":8},"",null,null,0,0,0]
["0101090103","5695ED01117","콘센트신설(가로형)","매입접지극부 2구 15A250V","개",1,{"$nulls":8},"",null,null,0,0,0]
["0101090103","5695ED01118","콘센트신설(가로형방우콘센트)","매입접지극부 2구 15A250V","개",1,{"$nulls":8},"",null,null,0,0,0]
["0101090103","5695ED09019","와이드램프스위치신설(90MM)","매입대각형 1P","개",1,{"$nulls":8},"",null,null,0,0,0]
["0101090103","5695ED09020","와이드램프스위치신설(90MM)","매입대각형 2연용 1P","개",3,{"$nulls":8},"",null,null,0,0,0]
["0101090103","5695ED09022","와이드램프스위치신설(90MM)","매입대각형 4연용 1P","개",1,{"$nulls":8},"",null,null,0,0,0]
["0101090103","5695EZ20010","석고보드따기","전기","개소",27,{"$nulls":8},"",null,null,0,0,0]
["0101090103","56950280010","등기구보강","M바 표준형","SET",4,{"$nulls":8},"",null,null,0,0,0]
["0101090103","5695EZ90001","거실등","GES-00D","SET",1,{"$nulls":8},"",null,null,0,0,0]
["0101090103","5695EZ90002","안방등","CHL-00B","SET",1,{"$nulls":8},"",null,null,0,0,0]
["0101090103","5695EZ90003","침실등","CHS-00B","SET",1,{"$nulls":8},"",null,null,0,0,0]
["0101090103","5695EZ90004","현관등","HYS-00B","SET",1,{"$nulls":8},"",null,null,0,0,0]
["0101090103","5695EZ90005","욕실등","HWJ-01B","SET",1,{"$nulls":8},"",null,null,0,0,0]
["0101090103","5695EZ90006","발코니등","BKC-01B","SET",3,{"$nulls":8},"",null,null,0,0,0]
["0101090103","5695EZ90007","주방등","JBI-01A","SET",1,{"$nulls":8},"",null,null,0,0,0]
["0101090103","5695EZ90008","식탁등","SIT-01A","SET",1,{"$nulls":8},"",null,null,0,0,0]
["0101090103","5695EZ90009","복도등","HAL-00B","SET",2,{"$nulls":8},"",null,null,0,0,0]
["0101090103","5695EZ90050","세대분전반","MAIN:2P 50AF,분기:2P 30AFx4","면",1,{"$nulls":8},"",null,null,0,0,0]
{"$rows_empty":13}
[null,null,"[ 합           계 ]"]
[null,null,"01010902  전력간선공사"]
["01010902","5695EA01141","PVC PIPE 배관","HI 16MM","M",26.1,{"$nulls":8},"",null,null,0,0,0]
["01010902","5695EA01142","PVC PIPE 배관","HI 22MM","M",3.5,{"$nulls":8},"",null,null,0,0,0]
["01010902","5695EA01143","PVC PIPE 배관","HI 28MM","M",4,{"$nulls":8},"",null,null,0,0,0]
["01010902","5695EA01144","PVC PIPE 배관","HI 36MM","M",11,{"$nulls":8},""]
["01010902","5695EA02163","강제전선관배관","아연도 36MM","M",8.1,{"$nulls":8},"",null,null,0,0,0]
["01010902","5695EA02164","강제전선관배관","아연도 42MM","M",8.1,{"$nulls":8},"",null,null,0,0,0]
["01010902","5695EA02165","강제전선관배관","아연도 54MM","M",149.4,{"$nulls":8},"",null,null,0,0,0]
["01010902","5695EA02166","강제전선관배관","아연도 70MM","M",2.1,{"$nulls":8},"",null,null,0,0,0]
["01010902","5695EA02167","강제전선관배관","아연도 82MM","M",2.1,{"$nulls":8},"",null,null,0,0,0]
["01010902","5695EA04160","합성수지가요전선관","CD 16MM","M",942.2,{"$nulls":8},"",null,null,0,0,0]
["01010902","59759017064","강재전선관용 부품","노말밴드, 아연도 54 mm","개",8,{"$nulls":8},"",null,null,0,0,0]
["01010902","59759017065","강재전선관용 부품","노말밴드, 아연도 70 mm","개",1,{"$nulls":8},"",null,null,0,0,0]
["01010902","59759017066","강재전선관용 부품","노말밴드, 아연도 82 mm","개",1,{"$nulls":8},"",null,null,0,0,0]
["01010902","CSES0020004","경질비닐전선관용 부품","노말밴드,HI 28C","EA",2,{"$nulls":8},"",null,null,0,0,0]
["01010902","CSES0020005","경질비닐전선관용 부품","노말밴드,HI 36C","EA",6,{"$nulls":8},""]
["01010902","59759017054","강재전선관용 부품","파이프크램프, 36 C","개",6,{"$nulls":8},"",null,null,0,0,0]
["01010902","59759017055","강재전선관용 부품","파이프크램프, 42 C","개",6,{"$nulls":8},"",null,null,0,0,0]
["01010902","59759017056","강재전선관용 부품","파이프크램프, 54 C","개",107,{"$nulls":8},"",null,null,0,0,0]
["01010902","59759017057","강재전선관용 부품","파이프크램프, 70 C","개",2,{"$nulls":8},"",null,null,0,0,0]
["01010902","59759017058","강재전선관용 부품","파이프크램프, 82 C","개",2,{"$nulls":8},"",null,null,0,0,0]
["01010902","5695EH01741","PULL BOX","250x250x100","개",1,{"$nulls":8},"",null,null,0,0,0]
["01010902","5695EH01714","PULL BOX","300x300x200","개",1,{"$nulls":8},"",null,null,0,0,0]
["01010902","5695EB02030","관내배선","HIV 2.0㎟","M",26.4,{"$nulls":8},"",null,null,0,0,0]
["01010902","5695EB02014","관내배선","HIV 5.5㎟","M",2130.4,{"$nulls":8},"",null,null,0,0,0]
["01010902","5695EB02015","관내배선","HIV 8㎟","M",24,{"$nulls":8},"",null,null,0,0,0]
["01010902","5695EB02016","관내배선","HIV 14㎟","M",42,{"$nulls":8},""]
["01010902","5695EB02017","관내배선","HIV 22㎟","M",26,{"$nulls":8},""]
["01010902","5695EB02018","관내배선","HIV 38㎟","M",719.1,{"$nulls":8},"",null,null,0,0,0]
["01010902","5695EB03071","관내배선","GV 2.0mm","M",8.8,{"$nulls":8},"",null,null,0,0,0]
["01010902","5695EB03075","관내배선","GV 2.0㎟","M",1054.2,{"$nulls":8},"",null,null,0,0,0]
["01010902","5695EB03080","관내배선","GV 5.5㎟","M",11.5,{"$nulls":8},"",null,null,0,0,0]
["01010902","5695EB03081","관내배선","GV 8㎟","M",17,{"$nulls":8},"",null,null,0,0,0]
["01010902","5695EB03082","관내배선","GV 14㎟","M",188.1,{"$nulls":8},"",null,null,0,0,0]
["01010902","5695EB03083","관내배선","GV 22㎟","M",26.3,{"$nulls":8},"",null,null,0,0,0]
["01010902","5695EZ02012","접지","E3","개소",1,{"$nulls":8},"",null,null,0,0,0]
["01010902","59751777102","접지첨가제","접지저항저감제,아스판,10 Kg","개",1,{"$nulls":8},"",null,null,0,0,0]
["01010902","5695EQ31012","단말처리(압착터미날포함)","14MM2","조",56,{"$nulls":8},"",null,null,0,0,0]
["01010902","5695EQ31013","단말처리(압착터미날포함)","22MM2","조",8,{"$nulls":8},"",null,null,0,0,0]
["01010902","5695EQ31014","단말처리(압착터미날포함)","38MM2","조",142,{"$nulls":8},"",null,null,0,0,0]
["01010902","5695N020080","세대계량기반(5세대용)","900W*500H*160D(옥내)","면",2,{"$nulls":8},""]
["01010902","5695N020081","세대계량기반(6세대용)","650W*900H*160D(옥내)","면",17,{"$nulls":8},""]
["01010902","59754857285","보강철물","계량기함","개",19,{"$nulls":8},"",null,null,0,0,0]
["01010902","56950240050","관로구방수","D50","개소",1,{"$nulls":8},"",null,null,0,0,0]
["01010902","56950120054","파이프행가"," 54 C","개소",2,{"$nulls":8},""]
["01010902","56950140300","파이프지지대"," W300","개소",1,{"$nulls":8},"",null,null,0,0,0]
["01010902","5695CSE1098","파이프지지","W 50","개소",12,{"$nulls":8},"",null,null,0,0,0]
["01010902","5695CSE1099","파이프지지","W 100","개소",23,{"$nulls":8},"",null,null,0,0,0]
["01010902","5695CSE1100","파이프지지","W 150","개소",14,{"$nulls":8},"",null,null,0,0,0]
["01010902","5695CSE1102","파이프지지","W 300","개소",26,{"$nulls":8},"",null,null,0,0,0]
["01010902","5695CSE1105","파이프지지","W 600","개소",1,{"$nulls":8},"",null,null,0,0,0]
["01010902","5695N020055","LM/LEM(209동)","900W*2000H*250D(옥내)","면",1,{"$nulls":8},""]
["01010902","5695N020057","LP-1A(209동)","750W*1000H*200D(옥내)","면",1,{"$nulls":8},""]
["01010902","5695N020058","LP-2A(209동)","600W*600H*180D(옥내)","면",1,{"$nulls":8},""]
["01010902","5695N020056","배연휀조작반(209동)","500W*500H*200D(옥내)","면",1,{"$nulls":8},""]
["01010902","5695N020101","배수펌프조작반","500Wx500Hx200D(옥내)","면",1,{"$nulls":8},""]
{"$rows_empty":21}
[null,null,"[ 합           계 ]"]
[null,null,"01010903  공용부전등전열공사"]
["01010903","5695EA01141","PVC PIPE 배관","HI 16MM","M",458.9,{"$nulls":8},"",null,null,0,0,0]
["01010903","5695EA02160","강제전선관배관","아연도 16MM","M",10.2,{"$nulls":8},"",null,null,0,0,0]
["01010903","5695EA02161","강제전선관배관","아연도 22MM","M",2.7,{"$nulls":8},"",null,null,0,0,0]
["01010903","5695EA04160","합성수지가요전선관","CD 16MM","M",836.1,{"$nulls":8},"",null,null,0,0,0]
["01010903","5695EA04161","합성수지가요전선관","CD 22MM","M",16.2,{"$nulls":8},"",null,null,0,0,0]
["01010903","5695EA05169","후렉시블전선관","16MM(방수형)","M",4,{"$nulls":8},"",null,null,0,0,0]
["01010903","5695EA05170","후렉시블전선관","22MM(방수형)","M",1,{"$nulls":8},"",null,null,0,0,0]
["01010903","59753017063","1종가요관 부속품","박스커넥터-비닐, 16mm 방수","개",4,{"$nulls":8},"",null,null,0,0,0]
["01010903","59753017064","1종가요관 부속품","박스커넥터-비닐, 22mm 방수","개",2,{"$nulls":8},"",null,null,0,0,0]
["01010903","59759017051","강재전선관용 부품","파이프크램프, 16 C","개",2,{"$nulls":8},"",null,null,0,0,0]
["01010903","5695EA11010","PVC박스 신설","HI SW박스 1G","개",18,{"$nulls":8},"",null,null,0,0,0]
["01010903","5695EA11011","PVC박스 신설","HI SW박스 2G","개",109,{"$nulls":8},"",null,null,0,0,0]
["01010903","5695EA11012","PVC박스 신설","HI 콘크리트4각 75","개",2,{"$nulls":8},"",null,null,0,0,0]
["01010903","5695EA11013","PVC박스 신설","HI 콘크리트8각 75","개",152,{"$nulls":8},"",null,null,0,0,0]
["01010903","5695EH01092","조인트박스설치","100x100x100","개",1,{"$nulls":8},"",null,null,0,0,0]
["01010903","5695EH01700","PULL BOX","150x150x100","개",1,{"$nulls":8},"",null,null,0,0,0]
["01010903","5695EB02011","관내배선","HIV 1.6mm","M",2717.6,{"$nulls":8},"",null,null,0,0,0]
["01010903","5695EB02012","관내배선","HIV 2.0mm","M",954.6,{"$nulls":8},"",null,null,0,0,0]
["01010903","5695EB02030","관내배선","HIV 2.0㎟","M",24.3,{"$nulls":8},"",null,null,0,0,0]
["01010903","5695EB02014","관내배선","HIV 5.5㎟","M",14.1,{"$nulls":8},"",null,null,0,0,0]
["01010903","5695EB03071","관내배선","GV 2.0mm","M",485.4,{"$nulls":8},"",null,null,0,0,0]
["01010903","5695EB03080","관내배선","GV 5.5㎟","M",4.7,{"$nulls":8},"",null,null,0,0,0]
["01010903","5695EC12035","제어용케이블신설","CVV 1.6mm x3C","M",8.1,{"$nulls":8},"",null,null,0,0,0]
["01010903","59400247001","와이어콘넥터","3.5 ㎟ x 2가닥","개",462,{"$nulls":8},"",null,null,0,0,0]
["01010903","5695ED09010","와이드스위치신설(90MM)","매입대각형 1P","개",5,{"$nulls":8},"",null,null,0,0,0]
["01010903","5695ED09011","와이드스위치신설(90MM)","매입대각형 2연용 1P","개",1,{"$nulls":8},"",null,null,0,0,0]
["01010903","5695ED09018","와이드스위치신설(90MM)","매입대각형 3로 1P","개",4,{"$nulls":8},"",null,null,0,0,0]
["01010903","5695ED01110","콘센트신설","매입접지극부 1구 15A250V","개",112,{"$nulls":8},""]
["01010903","5695ED01111","콘센트신설","매입접지극부 2구 15A250V","개",5,{"$nulls":8},"",null,null,0,0,0]
["01010903","5695ED01116","콘센트신설","노출접지극부 2구 15A250V","개",9,{"$nulls":8},"",null,null,0,0,0]
["01010903","56950120022","파이프행가"," 22 C","개소",1,{"$nulls":8},"",null,null,0,0,0]
["01010903","56950140100","파이프지지대"," W100","개소",1,{"$nulls":8},"",null,null,0,0,0]
["01010903","56950180001","동력배관지지가대","모타배관지지","개소",1,{"$nulls":8},"",null,null,0,0,0]
["01010903","5695EZ90022","센서등(E)","IL 60W","SET",126,{"$nulls":8},""]
["01010903","5695EZ90024","직부등(G)","IL 60W","SET",6,{"$nulls":8},""]
["01010903","5695EZ90029","갓등 P.P(J1)","FL 20W x2","SET",2,{"$nulls":8},""]
["01010903","5695EZ90031","직부등(L)","EL 20W","SET",20,{"$nulls":8},""]
{"$rows_empty":13}
[null,null,"[ 합           계 ]"]
[null,null,"0101100101  세대전기공사 기준층 (39㎟)"]
["0101100101","5695EA04160","합성수지가요전선관","CD 16MM","M",93.2,{"$nulls":8},"",null,null,0,0,0]
["0101100101","5695EA11010","PVC박스 신설","HI SW박스 1G","개",10,{"$nulls":8},"",null,null,0,0,0]
["0101100101","5695EA11011","PVC박스 신설","HI SW박스 2G","개",11,{"$nulls":8},"",null,null,0,0,0]
["0101100101","5695EA11012","PVC박스 신설","HI 콘크리트4각 75","개",2,{"$nulls":8},"",null,null,0,0,0]
["0101100101","5695EA11013","PVC박스 신설","HI 콘크리트8각 75","개",6,{"$nulls":8},"",null,null,0,0,0]
["0101100101","5695EA12013","연결박스","","개",18,{"$nulls":8},"",null,null,0,0,0]
["0101100101","59754857276","박스지지금구","1구용(세대분전반용)","개",1,{"$nulls":8},"",null,null,0,0,0]
["0101100101","59754857277","박스지지금구","1구용(세대단자함용)","개",1,{"$nulls":8},"",null,null,0,0,0]
["0101100101","59754857278","박스지지금구","1구용","개",19,{"$nulls":8},"",null,null,0,0,0]
["0101100101","59754857279","박스지지금구","2구용","개",1,{"$nulls":8},"",null,null,0,0,0]
["0101100101","59754857280","박스지지금구","3구용","개",2,{"$nulls":8},"",null,null,0,0,0]
["0101100101","5695EB02011","관내배선","HIV 1.6mm","M",80,{"$nulls":8},"",null,null,0,0,0]
["0101100101","5695EB02012","관내배선","HIV 2.0mm","M",147.8,{"$nulls":8},"",null,null,0,0,0]
["0101100101","5695EB03070","관내배선","GV 1.6mm","M",10,{"$nulls":8},"",null,null,0,0,0]
["0101100101","5695EB03071","관내배선","GV 2.0mm","M",73.9,{"$nulls":8},"",null,null,0,0,0]
["0101100101","59400247001","와이어콘넥터","3.5 ㎟ x 2가닥","개",24,{"$nulls":8},"",null,null,0,0,0]
["0101100101","5695ED01110","콘센트신설","매입접지극부 1구 15A250V","개",6,{"$nulls":8},"",null,null,0,0,0]
["0101100101","5695ED01111","콘센트신설","매입접지극부 2구 15A250V","개",8,{"$nulls":8},"",null,null,0,0,0]
["0101100101","5695ED01112","콘센트신설","매입접지극부 4구 15A250V","개",1,{"$nulls":8},"",null,null,0,0,0]
["0101100101","5695ED01114","콘센트신설(방우콘센트)","매입접지극부 2구 15A250V","개",1,{"$nulls":8},"",null,null,0,0,0]
["0101100101","5695ED01117","콘센트신설(가로형)","매입접지극부 2구 15A250V","개",1,{"$nulls":8},"",null,null,0,0,0]
["0101100101","5695ED01118","콘센트신설(가로형방우콘센트)","매입접지극부 2구 15A250V","개",1,{"$nulls":8},"",null,null,0,0,0]
["0101100101","5695ED09019","와이드램프스위치신설(90MM)","매입대각형 1P","개",1,{"$nulls":8},"",null,null,0,0,0]
["0101100101","5695ED09020","와이드램프스위치신설(90MM)","매입대각형 2연용 1P","개",2,{"$nulls":8},"",null,null,0,0,0]
["0101100101","5695ED09021","와이드램프스위치신설(90MM)","매입대각형 3연용 1P","개",1,{"$nulls":8},"",null,null,0,0,0]
["0101100101","5695EZ20010","석고보드따기","전기","개소",19,{"$nulls":8},"",null,null,0,0,0]
["0101100101","56950280010","등기구보강","M바 표준형","SET",3,{"$nulls":8},"",null,null,0,0,0]
["0101100101","5695EZ90001","거실등","GES-00D","SET",1,{"$nulls":8},"",null,null,0,0,0]
["0101100101","5695EZ90003","침실등","CHS-00B","SET",1,{"$nulls":8},"",null,null,0,0,0]
["0101100101","5695EZ90004","현관등","HYS-00B","SET",1,{"$nulls":8},"",null,null,0,0,0]
["0101100101","5695EZ90005","욕실등","HWJ-01B","SET",1,{"$nulls":8},"",null,null,0,0,0]
["0101100101","5695EZ90006","발코니등","BKC-01B","SET",1,{"$nulls":8},"",null,null,0,0,0]
["0101100101","5695EZ90007","주방등","JBI-01A","SET",1,{"$nulls":8},"",null,null,0,0,0]
["0101100101","5695EZ90008","식탁등","SIT-01A","SET",1,{"$nulls":8},"",null,null,0,0,0]
["0101100101","5695EZ90050","세대분전반","MAIN:2P 50AF,분기:2P 30AFx4","면",1,{"$nulls":8},"",null,null,0,0,0]
{"$rows_empty":15}
[null,null,"[ 합           계 ]"]
[null,null,"0101100102  세대전기공사 기준층(49㎟ A)"]
["0101100102","5695EA04160","합성수지가요전선관","CD 16MM","M",103.6,{"$nulls":8},"",null,null,0,0,0]
["0101100102","5695EA04161","합성수지가요전선관","CD 22MM","M",2.1,{"$nulls":8},"",null,null,0,0,0]
["0101100102","5695EA11010","PVC박스 신설","HI SW박스 1G","개",9,{"$nulls":8},"",null,null,0,0,0]
["0101100102","5695EA11011","PVC박스 신설","HI SW박스 2G","개",14,{"$nulls":8},"",null,null,0,0,0]
["0101100102","5695EA11012","PVC박스 신설","HI 콘크리트4각 75","개",3,{"$nulls":8},"",null,null,0,0,0]
["0101100102","5695EA11013","PVC박스 신설","HI 콘크리트8각 75","개",11,{"$nulls":8},"",null,null,0,0,0]
["0101100102","5695EA12013","연결박스","","개",22,{"$nulls":8},"",null,null,0,0,0]
["0101100102","59754857276","박스지지금구","1구용(세대분전반용)","개",1,{"$nulls":8},"",null,null,0,0,0]
["0101100102","59754857277","박스지지금구","1구용(세대단자함용)","개",1,{"$nulls":8},"",null,null,0,0,0]
["0101100102","59754857278","박스지지금구","1구용","개",20,{"$nulls":8},"",null,null,0,0,0]
["0101100102","59754857280","박스지지금구","3구용","개",4,{"$nulls":8},"",null,null,0,0,0]
["0101100102","5695EB02011","관내배선","HIV 1.6mm","M",137.4,{"$nulls":8},"",null,null,0,0,0]
["0101100102","5695EB02012","관내배선","HIV 2.0mm","M",139.8,{"$nulls":8},"",null,null,0,0,0]
["0101100102","5695EB03070","관내배선","GV 1.6mm","M",9.2,{"$nulls":8},"",null,null,0,0,0]
["0101100102","5695EB03071","관내배선","GV 2.0mm","M",69.9,{"$nulls":8},"",null,null,0,0,0]
["0101100102","59400247001","와이어콘넥터","3.5 ㎟ x 2가닥","개",42,{"$nulls":8},"",null,null,0,0,0]
["0101100102","5695ED01110","콘센트신설","매입접지극부 1구 15A250V","개",6,{"$nulls":8},"",null,null,0,0,0]
["0101100102","5695ED01111","콘센트신설","매입접지극부 2구 15A250V","개",9,{"$nulls":8},"",null,null,0,0,0]
["0101100102","5695ED01112","콘센트신설","매입접지극부 4구 15A250V","개",1,{"$nulls":8},"",null,null,0,0,0]
["0101100102","5695ED01114","콘센트신설(방우콘센트)","매입접지극부 2구 15A250V","개",1,{"$nulls":8},"",null,null,0,0,0]
["0101100102","5695ED01117","콘센트신설(가로형)","매입접지극부 2구 15A250V","개",1,{"$nulls":8},"",null,null,0,0,0]
["0101100102","5695ED01118","콘센트신설(가로형방우콘센트)","매입접지극부 2구 15A250V","개",1,{"$nulls":8},"",null,null,0,0,0]
["0101100102","5695ED09019","와이드램프스위치신설(90MM)","매입대각형 1P","개",2,{"$nulls":8},"",null,null,0,0,0]
["0101100102","5695ED09020","와이드램프스위치신설(90MM)","매입대각형 2연용 1P","개",1,{"$nulls":8},"",null,null,0,0,0]
["0101100102","5695ED09021","와이드램프스위치신설(90MM)","매입대각형 3연용 1P","개",2,{"$nulls":8},"",null,null,0,0,0]
["0101100102","5695EZ20010","석고보드따기","전기","개소",25,{"$nulls":8},"",null,null,0,0,0]
["0101100102","56950280010","등기구보강","M바 표준형","SET",4,{"$nulls":8},"",null,null,0,0,0]
["0101100102","5695EZ90001","거실등","GES-00D","SET",1,{"$nulls":8},"",null,null,0,0,0]
["0101100102","5695EZ90002","안방등","CHL-00B","SET",1,{"$nulls":8},"",null,null,0,0,0]
["0101100102","5695EZ90003","침실등","CHS-00B","SET",1,{"$nulls":8},"",null,null,0,0,0]
["0101100102","5695EZ90004","현관등","HYS-00B","SET",1,{"$nulls":8},"",null,null,0,0,0]
["0101100102","5695EZ90005","욕실등","HWJ-01B","SET",1,{"$nulls":8},"",null,null,0,0,0]
["0101100102","5695EZ90006","발코니등","BKC-01B","SET",4,{"$nulls":8},"",null,null,0,0,0]
["0101100102","5695EZ90007","주방등","JBI-01A","SET",1,{"$nulls":8},"",null,null,0,0,0]
["0101100102","5695EZ90008","식탁등","SIT-01A","SET",1,{"$nulls":8},"",null,null,0,0,0]
["0101100102","5695EZ90009","복도등","HAL-00B","SET",2,{"$nulls":8},"",null,null,0,0,0]
["0101100102","5695EZ90050","세대분전반","MAIN:2P 50AF,분기:2P 30AFx4","면",1,{"$nulls":8},"",null,null,0,0,0]
{"$rows_empty":13}
[null,null,"[ 합           계 ]"]
[null,null,"0101100103  세대전기공사 기준층(49㎟ C)"]
["0101100103","5695EA04160","합성수지가요전선관","CD 16MM","M",104.8,{"$nulls":8},"",null,null,0,0,0]
["0101100103","5695EA04161","합성수지가요전선관","CD 22MM","M",2.2,{"$nulls":8},"",null,null,0,0,0]
["0101100103","5695EA11010","PVC박스 신설","HI SW박스 1G","개",7,{"$nulls":8},"",null,null,0,0,0]
["0101100103","5695EA11011","PVC박스 신설","HI SW박스 2G","개",17,{"$nulls":8},"",null,null,0,0,0]
["0101100103","5695EA11012","PVC박스 신설","HI 콘크리트4각 75","개",2,{"$nulls":8},"",null,null,0,0,0]
["0101100103","5695EA11013","PVC박스 신설","HI 콘크리트8각 75","개",11,{"$nulls":8},"",null,null,0,0,0]
["0101100103","5695EA12013","연결박스","","개",24,{"$nulls":8},"",null,null,0,0,0]
["0101100103","59754857276","박스지지금구","1구용(세대분전반용)","개",1,{"$nulls":8},"",null,null,0,0,0]
["0101100103","59754857277","박스지지금구","1구용(세대단자함용)","개",1,{"$nulls":8},"",null,null,0,0,0]
["0101100103","59754857278","박스지지금구","1구용","개",21,{"$nulls":8},"",null,null,0,0,0]
["0101100103","59754857280","박스지지금구","3구용","개",4,{"$nulls":8},"",null,null,0,0,0]
["0101100103","5695EB02011","관내배선","HIV 1.6mm","M",132.2,{"$nulls":8},"",null,null,0,0,0]
["0101100103","5695EB02012","관내배선","HIV 2.0mm","M",148.2,{"$nulls":8},"",null,null,0,0,0]
["0101100103","5695EB03070","관내배선","GV 1.6mm","M",9.2,{"$nulls":8},"",null,null,0,0,0]
["0101100103","5695EB03071","관내배선","GV 2.0mm","M",74.1,{"$nulls":8},"",null,null,0,0,0]
["0101100103","59400247001","와이어콘넥터","3.5 ㎟ x 2가닥","개",39,{"$nulls":8},"",null,null,0,0,0]
["0101100103","5695ED01110","콘센트신설","매입접지극부 1구 15A250V","개",5,{"$nulls":8},"",null,null,0,0,0]
["0101100103","5695ED01111","콘센트신설","매입접지극부 2구 15A250V","개",11,{"$nulls":8},"",null,null,0,0,0]
["0101100103","5695ED01112","콘센트신설","매입접지극부 4구 15A250V","개",1,{"$nulls":8},"",null,null,0,0,0]
["0101100103","5695ED01113","콘센트신설(방우콘센트)","매입접지극부 1구 15A250V","개",1,{"$nulls":8},"",null,null,0,0,0]
["0101100103","5695ED01117","콘센트신설(가로형)","매입접지극부 2구 15A250V","개",1,{"$nulls":8},"",null,null,0,0,0]
["0101100103","5695ED01118","콘센트신설(가로형방우콘센트)","매입접지극부 2구 15A250V","개",1,{"$nulls":8},"",null,null,0,0,0]
["0101100103","5695ED09019","와이드램프스위치신설(90MM)","매입대각형 1P","개",1,{"$nulls":8},"",null,null,0,0,0]
["0101100103","5695ED09020","와이드램프스위치신설(90MM)","매입대각형 2연용 1P","개",3,{"$nulls":8},"",null,null,0,0,0]
["0101100103","5695ED09022","와이드램프스위치신설(90MM)","매입대각형 4연용 1P","개",1,{"$nulls":8},"",null,null,0,0,0]
["0101100103","5695EZ20010","석고보드따기","전기","개소",27,{"$nulls":8},"",null,null,0,0,0]
["0101100103","56950280010","등기구보강","M바 표준형","SET",4,{"$nulls":8},"",null,null,0,0,0]
["0101100103","5695EZ90001","거실등","GES-00D","SET",1,{"$nulls":8},"",null,null,0,0,0]
["0101100103","5695EZ90002","안방등","CHL-00B","SET",1,{"$nulls":8},"",null,null,0,0,0]
["0101100103","5695EZ90003","침실등","CHS-00B","SET",1,{"$nulls":8},"",null,null,0,0,0]
["0101100103","5695EZ90004","현관등","HYS-00B","SET",1,{"$nulls":8},"",null,null,0,0,0]
["0101100103","5695EZ90005","욕실등","HWJ-01B","SET",1,{"$nulls":8},"",null,null,0,0,0]
["0101100103","5695EZ90006","발코니등","BKC-01B","SET",3,{"$nulls":8},"",null,null,0,0,0]
["0101100103","5695EZ90007","주방등","JBI-01A","SET",1,{"$nulls":8},"",null,null,0,0,0]
["0101100103","5695EZ90008","식탁등","SIT-01A","SET",1,{"$nulls":8},"",null,null,0,0,0]
["0101100103","5695EZ90009","복도등","HAL-00B","SET",2,{"$nulls":8},"",null,null,0,0,0]
["0101100103","5695EZ90050","세대분전반","MAIN:2P 50AF,분기:2P 30AFx4","면",1,{"$nulls":8},"",null,null,0,0,0]
{"$rows_empty":13}
[null,null,"[ 합           계 ]"]
[null,null,"01011002  전력간선공사"]
["01011002","5695EA01141","PVC PIPE 배관","HI 16MM","M",29.1,{"$nulls":8},"",null,null,0,0,0]
["01011002","5695EA01142","PVC PIPE 배관","HI 22MM","M",3.5,{"$nulls":8},"",null,null,0,0,0]
["01011002","5695EA01143","PVC PIPE 배관","HI 28MM","M",4,{"$nulls":8},"",null,null,0,0,0]
["01011002","5695EA01144","PVC PIPE 배관","HI 36MM","M",11,{"$nulls":8},"",null,null,0,0,0]
["01011002","5695EA02163","강제전선관배관","아연도 36MM","M",2.7,{"$nulls":8},"",null,null,0,0,0]
["01011002","5695EA02164","강제전선관배관","아연도 42MM","M",61.2,{"$nulls":8},"",null,null,0,0,0]
["01011002","5695EA02165","강제전선관배관","아연도 54MM","M",63.9,{"$nulls":8},"",null,null,0,0,0]
["01011002","5695EA02166","강제전선관배관","아연도 70MM","M",8.2,{"$nulls":8},"",null,null,0,0,0]
["01011002","5695EA04160","합성수지가요전선관","CD 16MM","M",809.6,{"$nulls":8},"",null,null,0,0,0]
["01011002","59759017063","강재전선관용 부품","노말밴드, 아연도 42 mm","개",2,{"$nulls":8},""]
["01011002","59759017064","강재전선관용 부품","노말밴드, 아연도 54 mm","개",4,{"$nulls":8},"",null,null,0,0,0]
["01011002","59759017065","강재전선관용 부품","노말밴드, 아연도 70 mm","개",2,{"$nulls":8},"",null,null,0,0,0]
["01011002","CSES0020004","경질비닐전선관용 부품","노말밴드,HI 28C","EA",2,{"$nulls":8},"",null,null,0,0,0]
["01011002","CSES0020005","경질비닐전선관용 부품","노말밴드,HI 36C","EA",6,{"$nulls":8},"",null,null,0,0,0]
["01011002","59759017054","강재전선관용 부품","파이프크램프, 36 C","개",2,{"$nulls":8},"",null,null,0,0,0]
["01011002","59759017055","강재전선관용 부품","파이프크램프, 42 C","개",42,{"$nulls":8},"",null,null,0,0,0]
["01011002","59759017056","강재전선관용 부품","파이프크램프, 54 C","개",46,{"$nulls":8},"",null,null,0,0,0]
["01011002","59759017057","강재전선관용 부품","파이프크램프, 70 C","개",6,{"$nulls":8},"",null,null,0,0,0]
["01011002","5695EH01741","PULL BOX","250x250x100","개",1,{"$nulls":8},"",null,null,0,0,0]
["01011002","5695EH01714","PULL BOX","300x300x200","개",1,{"$nulls":8},"",null,null,0,0,0]
["01011002","5695EB02030","관내배선","HIV 2.0㎟","M",35.4,{"$nulls":8},"",null,null,0,0,0]
["01011002","5695EB02014","관내배선","HIV 5.5㎟","M",1833.2,{"$nulls":8},"",null,null,0,0,0]
["01011002","5695EB02015","관내배선","HIV 8㎟","M",24,{"$nulls":8},"",null,null,0,0,0]
["01011002","5695EB02016","관내배선","HIV 14㎟","M",42,{"$nulls":8},"",null,null,0,0,0]
["01011002","5695EB02017","관내배선","HIV 22㎟","M",26,{"$nulls":8},"",null,null,0,0,0]
["01011002","5695EB02028","관내배선","HIV 30㎟","M",231.2,{"$nulls":8},""]
["01011002","5695EB02018","관내배선","HIV 38㎟","M",115.3,{"$nulls":8},"",null,null,0,0,0]
["01011002","5695EB02029","관내배선","HIV 50㎟","M",218.5,{"$nulls":8},""]
["01011002","5695EB03071","관내배선","GV 2.0mm","M",11.8,{"$nulls":8},"",null,null,0,0,0]
["01011002","5695EB03075","관내배선","GV 2.0㎟","M",905.6,{"$nulls":8},"",null,null,0,0,0]
["01011002","5695EB03080","관내배선","GV 5.5㎟","M",11.5,{"$nulls":8},"",null,null,0,0,0]
["01011002","5695EB03081","관내배선","GV 8㎟","M",74.8,{"$nulls":8},"",null,null,0,0,0]
["01011002","5695EB03082","관내배선","GV 14㎟","M",89,{"$nulls":8},"",null,null,0,0,0]
["01011002","5695EB03083","관내배선","GV 22㎟","M",26.3,{"$nulls":8},"",null,null,0,0,0]
["01011002","5695EZ02012","접지","E3","개소",1,{"$nulls":8},"",null,null,0,0,0]
["01011002","59751777102","접지첨가제","접지저항저감제,아스판,10 Kg","개",1,{"$nulls":8},"",null,null,0,0,0]
["01011002","5695EQ31012","단말처리(압착터미날포함)","14MM2","조",48,{"$nulls":8},"",null,null,0,0,0]
["01011002","5695EQ31013","단말처리(압착터미날포함)","22MM2","조",8,{"$nulls":8},"",null,null,0,0,0]
["01011002","5695EQ31023","단말처리(압착터미날포함)","30MM2","조",8,{"$nulls":8},""]
["01011002","5695EQ31014","단말처리(압착터미날포함)","38MM2","조",50,{"$nulls":8},"",null,null,0,0,0]
["01011002","5695EQ31024","단말처리(압착터미날포함)","50MM2","조",66,{"$nulls":8},""]
["01011002","5695N020081","세대계량기반(6세대용)","650W*900H*160D(옥내)","면",16,{"$nulls":8},""]
["01011002","59754857285","보강철물","계량기함","개",16,{"$nulls":8},"",null,null,0,0,0]
["01011002","56950240050","관로구방수","D50","개소",1,{"$nulls":8},"",null,null,0,0,0]
["01011002","56950120042","파이프행가"," 42 C","개소",2,{"$nulls":8},""]
["01011002","56950140300","파이프지지대"," W300","개소",1,{"$nulls":8},"",null,null,0,0,0]
["01011002","5695CSE1098","파이프지지","W 50","개소",6,{"$nulls":8},"",null,null,0,0,0]
["01011002","5695CSE1099","파이프지지","W 100","개소",24,{"$nulls":8},"",null,null,0,0,0]
["01011002","5695CSE1100","파이프지지","W 150","개소",20,{"$nulls":8},"",null,null,0,0,0]
["01011002","5695CSE1101","파이프지지","W 200","개소",14,{"$nulls":8},""]
["01011002","5695CSE1102","파이프지지","W 300","개소",2,{"$nulls":8},"",null,null,0,0,0]
["01011002","5695CSE1104","파이프지지","W 500","개소",2,{"$nulls":8},""]
["01011002","5695N020059","LM/LEM(210동)","900W*2000H*250D(옥내)","면",1,{"$nulls":8},""]
["01011002","5695N020060","LP-1A(210동)","750W*1000H*200D(옥내)","면",1,{"$nulls":8},""]
["01011002","5695N020061","LP-2A(210동)","600W*600H*180D(옥내)","면",1,{"$nulls":8},""]
["01011002","5695N020100","제연휀조작반(210동)","500W*600H*200D(옥내)","면",1,{"$nulls":8},""]
["01011002","5695N020101","배수펌프조작반","500Wx500Hx200D(옥내)","면",1,{"$nulls":8},""]
{"$rows_empty":19}
[null,null,"[ 합           계 ]"]
[null,null,"01011003  공용부전등전열공사"]
["01011003","5695EA01141","PVC PIPE 배관","HI 16MM","M",394,{"$nulls":8},"",null,null,0,0,0]
["01011003","5695EA02160","강제전선관배관","아연도 16MM","M",18.2,{"$nulls":8},"",null,null,0,0,0]
["01011003","5695EA02161","강제전선관배관","아연도 22MM","M",2.7,{"$nulls":8},"",null,null,0,0,0]
["01011003","5695EA04160","합성수지가요전선관","CD 16MM","M",731,{"$nulls":8},"",null,null,0,0,0]
["01011003","5695EA04161","합성수지가요전선관","CD 22MM","M",13.8,{"$nulls":8},"",null,null,0,0,0]
["01011003","5695EA05169","후렉시블전선관","16MM(방수형)","M",4,{"$nulls":8},"",null,null,0,0,0]
["01011003","5695EA05170","후렉시블전선관","22MM(방수형)","M",1,{"$nulls":8},"",null,null,0,0,0]
["01011003","59753017063","1종가요관 부속품","박스커넥터-비닐, 16mm 방수","개",4,{"$nulls":8},"",null,null,0,0,0]
["01011003","59753017064","1종가요관 부속품","박스커넥터-비닐, 22mm 방수","개",2,{"$nulls":8},"",null,null,0,0,0]
["01011003","59759017051","강재전선관용 부품","파이프크램프, 16 C","개",4,{"$nulls":8},"",null,null,0,0,0]
["01011003","5695EA11010","PVC박스 신설","HI SW박스 1G","개",18,{"$nulls":8},"",null,null,0,0,0]
["01011003","5695EA11011","PVC박스 신설","HI SW박스 2G","개",91,{"$nulls":8},"",null,null,0,0,0]
["01011003","5695EA11012","PVC박스 신설","HI 콘크리트4각 75","개",2,{"$nulls":8},"",null,null,0,0,0]
["01011003","5695EA11013","PVC박스 신설","HI 콘크리트8각 75","개",132,{"$nulls":8},"",null,null,0,0,0]
["01011003","5695EH01092","조인트박스설치","100x100x100","개",1,{"$nulls":8},"",null,null,0,0,0]
["01011003","5695EH01700","PULL BOX","150x150x100","개",1,{"$nulls":8},"",null,null,0,0,0]
["01011003","5695EB02011","관내배선","HIV 1.6mm","M",2394.5,{"$nulls":8},"",null,null,0,0,0]
["01011003","5695EB02012","관내배선","HIV 2.0mm","M",803.6,{"$nulls":8},"",null,null,0,0,0]
["01011003","5695EB02030","관내배선","HIV 2.0㎟","M",36.3,{"$nulls":8},"",null,null,0,0,0]
["01011003","5695EB02014","관내배선","HIV 5.5㎟","M",14.1,{"$nulls":8},"",null,null,0,0,0]
["01011003","5695EB03071","관내배선","GV 2.0mm","M",413.9,{"$nulls":8},"",null,null,0,0,0]
["01011003","5695EB03080","관내배선","GV 5.5㎟","M",4.7,{"$nulls":8},"",null,null,0,0,0]
["01011003","5695EC12035","제어용케이블신설","CVV 1.6mm x3C","M",12.1,{"$nulls":8},"",null,null,0,0,0]
["01011003","59400247001","와이어콘넥터","3.5 ㎟ x 2가닥","개",402,{"$nulls":8},"",null,null,0,0,0]
["01011003","5695ED09010","와이드스위치신설(90MM)","매입대각형 1P","개",5,{"$nulls":8},"",null,null,0,0,0]
["01011003","5695ED09011","와이드스위치신설(90MM)","매입대각형 2연용 1P","개",1,{"$nulls":8},"",null,null,0,0,0]
["01011003","5695ED09018","와이드스위치신설(90MM)","매입대각형 3로 1P","개",4,{"$nulls":8},"",null,null,0,0,0]
["01011003","5695ED01110","콘센트신설","매입접지극부 1구 15A250V","개",96,{"$nulls":8},""]
["01011003","5695ED01111","콘센트신설","매입접지극부 2구 15A250V","개",3,{"$nulls":8},"",null,null,0,0,0]
["01011003","5695ED01116","콘센트신설","노출접지극부 2구 15A250V","개",9,{"$nulls":8},"",null,null,0,0,0]
["01011003","56950120022","파이프행가"," 22 C","개소",1,{"$nulls":8},"",null,null,0,0,0]
["01011003","56950140100","파이프지지대"," W100","개소",2,{"$nulls":8},"",null,null,0,0,0]
["01011003","56950180001","동력배관지지가대","모타배관지지","개소",1,{"$nulls":8},"",null,null,0,0,0]
["01011003","5695EZ90022","센서등(E)","IL 60W","SET",112,{"$nulls":8},""]
["01011003","5695EZ90024","직부등(G)","IL 60W","SET",6,{"$nulls":8},""]
["01011003","5695EZ90029","갓등 P.P(J1)","FL 20W x2","SET",2,{"$nulls":8},""]
["01011003","5695EZ90031","직부등(L)","EL 20W","SET",14,{"$nulls":8},""]
{"$rows_empty":13}
[null,null,"[ 합           계 ]"]
[null,null,"01020101  전력간선공사"]
["01020101","5695EA01141","PVC PIPE 배관","HI 16MM","M",16,{"$nulls":8},"",null,null,0,0,0]
["01020101","5695EA02162","강제전선관배관","아연도 28MM","M",82.4,{"$nulls":8},""]
["01020101","5695EA02164","강제전선관배관","아연도 42MM","M",32.4,{"$nulls":8},"",null,null,0,0,0]
["01020101","59759017061","강재전선관용 부품","노말밴드, 아연도 28 mm","개",14,{"$nulls":8},""]
["01020101","59759017063","강재전선관용 부품","노말밴드, 아연도 42 mm","개",6,{"$nulls":8},"",null,null,0,0,0]
["01020101","59759017053","강재전선관용 부품","파이프크램프, 28 C","개",28,{"$nulls":8},""]
["01020101","59759017055","강재전선관용 부품","파이프크램프, 42 C","개",16,{"$nulls":8},"",null,null,0,0,0]
["01020101","5695EB03071","관내배선","GV 2.0mm","M",178.8,{"$nulls":8},"",null,null,0,0,0]
["01020101","5695EB03081","관내배선","GV 8㎟","M",23,{"$nulls":8},"",null,null,0,0,0]
["01020101","5695EB11028","전력케이블신설(구내)","CV 3.5㎟*2C","M",13.3,{"$nulls":8},""]
["01020101","5695EB11042","전력케이블신설(구내)","CV 3.5㎟*4C","M",6.8,{"$nulls":8},""]
["01020101","5695EB21028","트레이용 난연 전력케이블(구내)","F-CV 3.5㎟*2C","M",85.8,{"$nulls":8},""]
["01020101","5695EB21042","트레이용 난연 전력케이블(구내)","F-CV 3.5㎟*4C","M",72.9,{"$nulls":8},""]
["01020101","5695EZ02012","접지","E3","개소",1,{"$nulls":8},"",null,null,0,0,0]
["01020101","59751777102","접지첨가제","접지저항저감제,아스판,10 Kg","개",1,{"$nulls":8},"",null,null,0,0,0]
["01020101","56950240050","관로구방수","D50","개소",1,{"$nulls":8},"",null,null,0,0,0]
["01020101","56950120028","파이프행가"," 28 C","개소",13,{"$nulls":8},""]
["01020101","56950140100","파이프지지대"," W100","개소",11,{"$nulls":8},""]
["01020101","56950140300","파이프지지대"," W300","개소",8,{"$nulls":8},"",null,null,0,0,0]
["01020101","5695N020068","L-PK1","700W*1200H*180D(옥내)","면",1,{"$nulls":8},""]
["01020101","5695N020105","배연휀조작반","500W*500H*200D(옥내)","면",2,{"$nulls":8},""]
["01020101","5695N020101","배수펌프조작반","500Wx500Hx200D(옥내)","면",2,{"$nulls":8},""]
[]
[]
[null,null,"[ 합           계 ]"]
[null,null,"01020102  동력설비공사"]
["01020102","5695EA01141","PVC PIPE 배관","HI 16MM","M",98.4,{"$nulls":8},"",null,null,0,0,0]
["01020102","5695EA02162","강제전선관배관","아연도 28MM","M",42.3,{"$nulls":8},""]
["01020102","5695EA02163","강제전선관배관","아연도 36MM","M",14.8,{"$nulls":8},""]
["01020102","5695EA05169","후렉시블전선관","16MM(방수형)","M",6,{"$nulls":8},"",null,null,0,0,0]
["01020102","5695EA05171","후렉시블전선관","28MM(방수형)","M",14,{"$nulls":8},""]
["01020102","59753017063","1종가요관 부속품","박스커넥터-비닐, 16mm 방수","개",4,{"$nulls":8},"",null,null,0,0,0]
["01020102","59753017065","1종가요관 부속품","박스커넥터-비닐, 28mm 방수","개",12,{"$nulls":8},""]
["01020102","59759017061","강재전선관용 부품","노말밴드, 아연도 28 mm","개",8,{"$nulls":8},""]
["01020102","59759017062","강재전선관용 부품","노말밴드, 아연도 36 mm","개",4,{"$nulls":8},""]
["01020102","59759017053","강재전선관용 부품","파이프크램프, 28 C","개",19,{"$nulls":8},""]
["01020102","5695EH01090","조인트박스설치","100x100x50","개",1,{"$nulls":8},""]
["01020102","5695EH01092","조인트박스설치","100x100x100","개",2,{"$nulls":8},"",null,null,0,0,0]
["01020102","5695EH01699","PULL BOX","100x100x100","개",2,{"$nulls":8},""]
["01020102","5695EA11010","PVC박스 신설","HI SW박스 1G","개",1,{"$nulls":8},""]
["01020102","5695EA11011","PVC박스 신설","HI SW박스 2G","개",4,{"$nulls":8},""]
["01020102","5695EB01012","관내배선","IV 2.0MM","M",198.8,{"$nulls":8},""]
["01020102","5695EB02011","관내배선","HIV 1.6mm","M",91.2,{"$nulls":8},"",null,null,0,0,0]
["01020102","5695EB03071","관내배선","GV 2.0mm","M",203.9,{"$nulls":8},"",null,null,0,0,0]
["01020102","5695EB11028","전력케이블신설(구내)","CV 3.5㎟*2C","M",45.6,{"$nulls":8},""]
["01020102","5695EB11042","전력케이블신설(구내)","CV 3.5㎟*4C","M",9.8,{"$nulls":8},""]
["01020102","5695EB21042","트레이용 난연 전력케이블(구내)","F-CV 3.5㎟*4C","M",75.7,{"$nulls":8},""]
["01020102","5695ED01111","콘센트신설","매입접지극부 2구 15A250V","개",5,{"$nulls":8},""]
["01020102","56950120028","파이프행가"," 28 C","개소",2,{"$nulls":8},""]
["01020102","56950120036","파이프행가"," 36 C","개소",2,{"$nulls":8},""]
[null,null,"[ 합           계 ]"]
[null,null,"01020103  전등설비공사"]
["01020103","5695EA01141","PVC PIPE 배관","HI 16MM","M",9.8,{"$nulls":8},"",null,null,0,0,0]
["01020103","5695EA04160","합성수지가요전선관","CD 16MM","M",160.5,{"$nulls":8},"",null,null,0,0,0]
["01020103","5695EA04161","합성수지가요전선관","CD 22MM","M",37,{"$nulls":8},"",null,null,0,0,0]
["01020103","5695EA05160","후렉시블전선관","16MM","M",6,{"$nulls":8},""]
["01020103","59753017043","1종가요관 부속품","박스커넥터, 16 mm 비방수","개",12,{"$nulls":8},""]
["01020103","5695EA11010","PVC박스 신설","HI SW박스 1G","개",10,{"$nulls":8},"",null,null,0,0,0]
["01020103","5695EA11012","PVC박스 신설","HI 콘크리트4각 75","개",8,{"$nulls":8},"",null,null,0,0,0]
["01020103","5695EA11013","PVC박스 신설","HI 콘크리트8각 75","개",18,{"$nulls":8},"",null,null,0,0,0]
["01020103","5695EH01090","조인트박스설치","100x100x50","개",6,{"$nulls":8},""]
["01020103","5695EB02012","관내배선","HIV 2.0mm","M",1744,{"$nulls":8},"",null,null,0,0,0]
["01020103","59400247001","와이어콘넥터","3.5 ㎟ x 2가닥","개",78,{"$nulls":8},"",null,null,0,0,0]
["01020103","5695ED09010","와이드스위치신설(90MM)","매입대각형 1P","개",2,{"$nulls":8},"",null,null,0,0,0]
["01020103","5695ED09018","와이드스위치신설(90MM)","매입대각형 3로 1P","개",8,{"$nulls":8},"",null,null,0,0,0]
["01020103","5695EJ70020","RACE WAY(COVER 포함)","70X40","M",224.4,{"$nulls":8},""]
["01020103","59750897071","레이스웨이부속품","JOINER, 70 x 40","개",74,{"$nulls":8},""]
["01020103","59750897101","레이스웨이부속품","END CAP, 70 x 40","개",4,{"$nulls":8},""]
["01020103","59750897131","레이스웨이부속품","수평ELBOW, 70 x 40","개",1,{"$nulls":8},""]
["01020103","59750897151","레이스웨이부속품","기구용금구, 70 x 40","개",144,{"$nulls":8},""]
["01020103","5695EJ70025","레이스웨이부속품","JOINT BOX, 70X40","M",6,{"$nulls":8},""]
["01020103","5695EJ70026","레이스웨이부속품","JOINT BOX -2방, 70X40","M",4,{"$nulls":8},""]
["01020103","5695EJ70027","레이스웨이부속품","JOINT BOX -3방, 70X40","M",3,{"$nulls":8},""]
["01020103","5695CSE1112","RACE WAY 지지","70 x 40","개소",148,{"$nulls":8},""]
["01020103","5695EZ90028","갓등 P.P(J)","FL 32W x2","SET",4,{"$nulls":8},""]
["01020103","5695EZ90030","RACE WAY(K)","FL 32W x2","SET",72,{"$nulls":8},""]
["01020103","5695EZ90031","직부등(L)","EL 20W","SET",8,{"$nulls":8},""]
["01020103","5695EZ90036","주차장등(Q)","NA 100W","SET",6,{"$nulls":8},""]
["01020103","5695EZ90037","아크릴직부(R)","FL 32W x2","SET",6,{"$nulls":8},""]
["01020103","5695EZ90038","아크릴직부(R1)","FL 20W x2","SET",2,{"$nulls":8},""]
{"$rows_empty":22}
[null,null,"[ 합           계 ]"]
[null,null,"01020104  전열설비공사"]
["01020104","5695EA01141","PVC PIPE 배관","HI 16MM","M",239.8,{"$nulls":8},"",null,null,0,0,0]
["01020104","5695EA11010","PVC박스 신설","HI SW박스 1G","개",1,{"$nulls":8},"",null,null,0,0,0]
["01020104","5695EA11011","PVC박스 신설","HI SW박스 2G","개",5,{"$nulls":8},""]
["01020104","5695EA11013","PVC박스 신설","HI 콘크리트8각 75","개",6,{"$nulls":8},"",null,null,0,0,0]
["01020104","5695EB02012","관내배선","HIV 2.0mm","M",490.2,{"$nulls":8},"",null,null,0,0,0]
["01020104","5695EB03071","관내배선","GV 2.0mm","M",245.1,{"$nulls":8},""]
["01020104","5695ED01110","콘센트신설","매입접지극부 1구 15A250V","개",6,{"$nulls":8},""]
["01020104","5695ED01111","콘센트신설","매입접지극부 2구 15A250V","개",6,{"$nulls":8},""]
{"$rows_empty":16}
[null,null,"[ 합           계 ]"]
[null,null,"01020201  전력간선공사"]
["01020201","5695EA01141","PVC PIPE 배관","HI 16MM","M",16,{"$nulls":8},"",null,null,0,0,0]
["01020201","5695EA02162","강제전선관배관","아연도 28MM","M",128.8,{"$nulls":8},"",null,null,0,0,0]
["01020201","5695EA02163","강제전선관배관","아연도 36MM","M",12.2,{"$nulls":8},""]
["01020201","5695EA02164","강제전선관배관","아연도 42MM","M",12.2,{"$nulls":8},"",null,null,0,0,0]
["01020201","59759017061","강재전선관용 부품","노말밴드, 아연도 28 mm","개",10,{"$nulls":8},"",null,null,0,0,0]
["01020201","59759017062","강재전선관용 부품","노말밴드, 아연도 36 mm","개",2,{"$nulls":8},""]
["01020201","59759017063","강재전선관용 부품","노말밴드, 아연도 42 mm","개",2,{"$nulls":8},"",null,null,0,0,0]
["01020201","59759017053","강재전선관용 부품","파이프크램프, 28 C","개",73,{"$nulls":8},"",null,null,0,0,0]
["01020201","59759017054","강재전선관용 부품","파이프크램프, 36 C","개",7,{"$nulls":8},""]
["01020201","59759017055","강재전선관용 부품","파이프크램프, 42 C","개",7,{"$nulls":8},"",null,null,0,0,0]
["01020201","5695EH01704","PULL BOX","200x200x100","개",1,{"$nulls":8},""]
["01020201","5695EB03071","관내배선","GV 2.0mm","M",155.8,{"$nulls":8},"",null,null,0,0,0]
["01020201","5695EB03081","관내배선","GV 8㎟","M",23,{"$nulls":8},"",null,null,0,0,0]
["01020201","5695EB11028","전력케이블신설(구내)","CV 3.5㎟*2C","M",13.3,{"$nulls":8},""]
["01020201","5695EB11042","전력케이블신설(구내)","CV 3.5㎟*4C","M",6.8,{"$nulls":8},"",null,null,0,0,0]
["01020201","5695EB21028","트레이용 난연 전력케이블(구내)","F-CV 3.5㎟*2C","M",69.1,{"$nulls":8},""]
["01020201","5695EB21042","트레이용 난연 전력케이블(구내)","F-CV 3.5㎟*4C","M",66.6,{"$nulls":8},"",null,null,0,0,0]
["01020201","5695EZ02012","접지","E3","개소",1,{"$nulls":8},"",null,null,0,0,0]
["01020201","59751777102","접지첨가제","접지저항저감제,아스판,10 Kg","개",1,{"$nulls":8},"",null,null,0,0,0]
["01020201","56950240050","관로구방수","D50","개소",1,{"$nulls":8},"",null,null,0,0,0]
["01020201","56950120028","파이프행가"," 28 C","개소",3,{"$nulls":8},"",null,null,0,0,0]
["01020201","56950140100","파이프지지대"," W100","개소",29,{"$nulls":8},"",null,null,0,0,0]
["01020201","56950140130","파이프지지대"," W150","개소",1,{"$nulls":8},"",null,null,0,0,0]
["01020201","56950140200","파이프지지대"," W200","개소",7,{"$nulls":8},""]
["01020201","5695N020069","L-PK2","700W*1200H*180D(옥내)","면",1,{"$nulls":8},""]
["01020201","5695N020105","배연휀조작반","500W*500H*200D(옥내)","면",2,{"$nulls":8},""]
["01020201","5695N020101","배수펌프조작반","500Wx500Hx200D(옥내)","면",2,{"$nulls":8},""]
{"$rows_empty":23}
[null,null,"[ 합           계 ]"]
[null,null,"01020202  동력설비공사"]
["01020202","5695EA01141","PVC PIPE 배관","HI 16MM","M",115,{"$nulls":8},"",null,null,0,0,0]
["01020202","5695EA02162","강제전선관배관","아연도 28MM","M",15.7,{"$nulls":8},"",null,null,0,0,0]
["01020202","5695EA02163","강제전선관배관","아연도 36MM","M",14.8,{"$nulls":8},"",null,null,0,0,0]
["01020202","5695EA05169","후렉시블전선관","16MM(방수형)","M",6,{"$nulls":8},"",null,null,0,0,0]
["01020202","5695EA05171","후렉시블전선관","28MM(방수형)","M",14,{"$nulls":8},""]
["01020202","59753017063","1종가요관 부속품","박스커넥터-비닐, 16mm 방수","개",4,{"$nulls":8},"",null,null,0,0,0]
["01020202","59753017065","1종가요관 부속품","박스커넥터-비닐, 28mm 방수","개",12,{"$nulls":8},""]
["01020202","59759017061","강재전선관용 부품","노말밴드, 아연도 28 mm","개",5,{"$nulls":8},"",null,null,0,0,0]
["01020202","59759017062","강재전선관용 부품","노말밴드, 아연도 36 mm","개",4,{"$nulls":8},""]
["01020202","59759017053","강재전선관용 부품","파이프크램프, 28 C","개",3,{"$nulls":8},"",null,null,0,0,0]
["01020202","5695EH01090","조인트박스설치","100x100x50","개",1,{"$nulls":8},"",null,null,0,0,0]
["01020202","5695EH01092","조인트박스설치","100x100x100","개",2,{"$nulls":8},"",null,null,0,0,0]
["01020202","5695EH01699","PULL BOX","100x100x100","개",2,{"$nulls":8},"",null,null,0,0,0]
["01020202","5695EA11010","PVC박스 신설","HI SW박스 1G","개",1,{"$nulls":8},""]
["01020202","5695EA11011","PVC박스 신설","HI SW박스 2G","개",5,{"$nulls":8},""]
["01020202","5695EB01012","관내배선","IV 2.0MM","M",232,{"$nulls":8},"",null,null,0,0,0]
["01020202","5695EB02011","관내배선","HIV 1.6mm","M",91.2,{"$nulls":8},"",null,null,0,0,0]
["01020202","5695EB03071","관내배선","GV 2.0mm","M",155.4,{"$nulls":8},"",null,null,0,0,0]
["01020202","5695EB11028","전력케이블신설(구내)","CV 3.5㎟*2C","M",45.6,{"$nulls":8},""]
["01020202","5695EB11042","전력케이블신설(구내)","CV 3.5㎟*4C","M",21.7,{"$nulls":8},"",null,null,0,0,0]
["01020202","5695ED01111","콘센트신설","매입접지극부 2구 15A250V","개",6,{"$nulls":8},""]
["01020202","56950120028","파이프행가"," 28 C","개소",2,{"$nulls":8},""]
["01020202","56950120036","파이프행가"," 36 C","개소",2,{"$nulls":8},"",null,null,0,0,0]
[]
[null,null,"[ 합           계 ]"]
[null,null,"01020203  전등설비공사"]
["01020203","5695EA01141","PVC PIPE 배관","HI 16MM","M",10,{"$nulls":8},"",null,null,0,0,0]
["01020203","5695EA04160","합성수지가요전선관","CD 16MM","M",125.9,{"$nulls":8},"",null,null,0,0,0]
["01020203","5695EA04161","합성수지가요전선관","CD 22MM","M",23.4,{"$nulls":8},"",null,null,0,0,0]
["01020203","5695EA05160","후렉시블전선관","16MM","M",4,{"$nulls":8},"",null,null,0,0,0]
["01020203","59753017043","1종가요관 부속품","박스커넥터, 16 mm 비방수","개",8,{"$nulls":8},"",null,null,0,0,0]
["01020203","5695EA11010","PVC박스 신설","HI SW박스 1G","개",8,{"$nulls":8},"",null,null,0,0,0]
["01020203","5695EA11012","PVC박스 신설","HI 콘크리트4각 75","개",7,{"$nulls":8},"",null,null,0,0,0]
["01020203","5695EA11013","PVC박스 신설","HI 콘크리트8각 75","개",13,{"$nulls":8},"",null,null,0,0,0]
["01020203","5695EH01090","조인트박스설치","100x100x50","개",4,{"$nulls":8},"",null,null,0,0,0]
["01020203","5695EB02012","관내배선","HIV 2.0mm","M",1664.5,{"$nulls":8},"",null,null,0,0,0]
["01020203","59400247001","와이어콘넥터","3.5 ㎟ x 2가닥","개",60,{"$nulls":8},"",null,null,0,0,0]
["01020203","5695ED09010","와이드스위치신설(90MM)","매입대각형 1P","개",2,{"$nulls":8},"",null,null,0,0,0]
["01020203","5695ED09018","와이드스위치신설(90MM)","매입대각형 3로 1P","개",6,{"$nulls":8},"",null,null,0,0,0]
["01020203","5695EJ70020","RACE WAY(COVER 포함)","70X40","M",224,{"$nulls":8},"",null,null,0,0,0]
["01020203","59750897071","레이스웨이부속품","JOINER, 70 x 40","개",74,{"$nulls":8},"",null,null,0,0,0]
["01020203","59750897101","레이스웨이부속품","END CAP, 70 x 40","개",4,{"$nulls":8},"",null,null,0,0,0]
["01020203","59750897131","레이스웨이부속품","수평ELBOW, 70 x 40","개",1,{"$nulls":8},"",null,null,0,0,0]
["01020203","59750897151","레이스웨이부속품","기구용금구, 70 x 40","개",144,{"$nulls":8},"",null,null,0,0,0]
["01020203","5695EJ70025","레이스웨이부속품","JOINT BOX, 70X40","M",4,{"$nulls":8},"",null,null,0,0,0]
["01020203","5695EJ70026","레이스웨이부속품","JOINT BOX -2방, 70X40","M",4,{"$nulls":8},"",null,null,0,0,0]
["01020203","5695EJ70027","레이스웨이부속품","JOINT BOX -3방, 70X40","M",2,{"$nulls":8},"",null,null,0,0,0]
["01020203","5695CSE1112","RACE WAY 지지","70 x 40","개소",148,{"$nulls":8},"",null,null,0,0,0]
["01020203","5695EZ90028","갓등 P.P(J)","FL 32W x2","SET",4,{"$nulls":8},""]
["01020203","5695EZ90030","RACE WAY(K)","FL 32W x2","SET",72,{"$nulls":8},""]
["01020203","5695EZ90031","직부등(L)","EL 20W","SET",3,{"$nulls":8},""]
["01020203","5695EZ90036","주차장등(Q)","NA 100W","SET",5,{"$nulls":8},""]
["01020203","5695EZ90037","아크릴직부(R)","FL 32W x2","SET",6,{"$nulls":8},""]
["01020203","5695EZ90038","아크릴직부(R1)","FL 20W x2","SET",2,{"$nulls":8},""]
{"$rows_empty":22}
[null,null,"[ 합           계 ]"]
[null,null,"01020204  전열설비공사"]
["01020204","5695EA01141","PVC PIPE 배관","HI 16MM","M",244.2,{"$nulls":8},"",null,null,0,0,0]
["01020204","5695EA11010","PVC박스 신설","HI SW박스 1G","개",1,{"$nulls":8},"",null,null,0,0,0]
["01020204","5695EA11011","PVC박스 신설","HI SW박스 2G","개",5,{"$nulls":8},""]
["01020204","5695EA11013","PVC박스 신설","HI 콘크리트8각 75","개",7,{"$nulls":8},"",null,null,0,0,0]
["01020204","5695EB02012","관내배선","HIV 2.0mm","M",499.6,{"$nulls":8},"",null,null,0,0,0]
["01020204","5695EB03071","관내배선","GV 2.0mm","M",249.8,{"$nulls":8},"",null,null,0,0,0]
["01020204","5695ED01110","콘센트신설","매입접지극부 1구 15A250V","개",7,{"$nulls":8},"",null,null,0,0,0]
["01020204","5695ED01111","콘센트신설","매입접지극부 2구 15A250V","개",6,{"$nulls":8},"",null,null,0,0,0]
{"$rows_empty":16}
[null,null,"[ 합           계 ]"]
[null,null,"01020301  전력간선공사"]
["01020301","5695EA01141","PVC PIPE 배관","HI 16MM","M",30.6,{"$nulls":8},"",null,null,0,0,0]
["01020301","5695EA02162","강제전선관배관","아연도 28MM","M",176,{"$nulls":8},"",null,null,0,0,0]
["01020301","5695EA02163","강제전선관배관","아연도 36MM","M",4.6,{"$nulls":8},"",null,null,0,0,0]
["01020301","5695EA02164","강제전선관배관","아연도 42MM","M",12.4,{"$nulls":8},"",null,null,0,0,0]
["01020301","59759017061","강재전선관용 부품","노말밴드, 아연도 28 mm","개",11,{"$nulls":8},"",null,null,0,0,0]
["01020301","59759017062","강재전선관용 부품","노말밴드, 아연도 36 mm","개",1,{"$nulls":8},"",null,null,0,0,0]
["01020301","59759017063","강재전선관용 부품","노말밴드, 아연도 42 mm","개",2,{"$nulls":8},"",null,null,0,0,0]
["01020301","59759017053","강재전선관용 부품","파이프크램프, 28 C","개",95,{"$nulls":8},"",null,null,0,0,0]
["01020301","59759017054","강재전선관용 부품","파이프크램프, 36 C","개",2,{"$nulls":8},"",null,null,0,0,0]
["01020301","59759017055","강재전선관용 부품","파이프크램프, 42 C","개",2,{"$nulls":8},"",null,null,0,0,0]
["01020301","5695EH01704","PULL BOX","200x200x100","개",1,{"$nulls":8},"",null,null,0,0,0]
["01020301","5695EB03071","관내배선","GV 2.0mm","M",105.8,{"$nulls":8},"",null,null,0,0,0]
["01020301","5695EB03081","관내배선","GV 8㎟","M",39.1,{"$nulls":8},"",null,null,0,0,0]
["01020301","5695EB11036","전력케이블신설(구내)","CV 3.5㎟*3C","M",169.6,{"$nulls":8},""]
["01020301","5695EB11042","전력케이블신설(구내)","CV 3.5㎟*4C","M",6.8,{"$nulls":8},"",null,null,0,0,0]
["01020301","5695EB21042","트레이용 난연 전력케이블(구내)","F-CV 3.5㎟*4C","M",99,{"$nulls":8},"",null,null,0,0,0]
["01020301","5695EZ02012","접지","E3","개소",1,{"$nulls":8},"",null,null,0,0,0]
["01020301","59751777102","접지첨가제","접지저항저감제,아스판,10 Kg","개",1,{"$nulls":8},"",null,null,0,0,0]
["01020301","56950240050","관로구방수","D50","개소",1,{"$nulls":8},"",null,null,0,0,0]
["01020301","56950120028","파이프행가"," 28 C","개소",9,{"$nulls":8},"",null,null,0,0,0]
["01020301","56950120042","파이프행가"," 42 C","개소",3,{"$nulls":8},""]
["01020301","56950140100","파이프지지대"," W100","개소",45,{"$nulls":8},"",null,null,0,0,0]
["01020301","56950140130","파이프지지대"," W150","개소",1,{"$nulls":8},"",null,null,0,0,0]
["01020301","56950140200","파이프지지대"," W200","개소",2,{"$nulls":8},"",null,null,0,0,0]
["01020301","5695N020070","L-PK3","700W*1200H*180D(옥내)","면",1,{"$nulls":8},""]
["01020301","5695N020067","L-J","600W*800H*180D(옥내)","면",1,{"$nulls":8},""]
["01020301","5695N020105","배연휀조작반","500W*500H*200D(옥내)","면",2,{"$nulls":8},""]
["01020301","5695N020101","배수펌프조작반","500Wx500Hx200D(옥내)","면",3,{"$nulls":8},""]
{"$rows_empty":22}
[null,null,"[ 합           계 ]"]
[null,null,"01020302  동력설비공사"]
["01020302","5695EA01141","PVC PIPE 배관","HI 16MM","M",132.6,{"$nulls":8},"",null,null,0,0,0]
["01020302","5695EA02162","강제전선관배관","아연도 28MM","M",19.5,{"$nulls":8},"",null,null,0,0,0]
["01020302","5695EA02163","강제전선관배관","아연도 36MM","M",22.2,{"$nulls":8},"",null,null,0,0,0]
["01020302","5695EA05169","후렉시블전선관","16MM(방수형)","M",9,{"$nulls":8},"",null,null,0,0,0]
["01020302","5695EA05171","후렉시블전선관","28MM(방수형)","M",20,{"$nulls":8},"",null,null,0,0,0]
["01020302","59753017063","1종가요관 부속품","박스커넥터-비닐, 16mm 방수","개",6,{"$nulls":8},"",null,null,0,0,0]
["01020302","59753017065","1종가요관 부속품","박스커넥터-비닐, 28mm 방수","개",16,{"$nulls":8},"",null,null,0,0,0]
["01020302","59759017061","강재전선관용 부품","노말밴드, 아연도 28 mm","개",6,{"$nulls":8},"",null,null,0,0,0]
["01020302","59759017062","강재전선관용 부품","노말밴드, 아연도 36 mm","개",6,{"$nulls":8},"",null,null,0,0,0]
["01020302","59759017053","강재전선관용 부품","파이프크램프, 28 C","개",4,{"$nulls":8},"",null,null,0,0,0]
["01020302","5695EH01090","조인트박스설치","100x100x50","개",1,{"$nulls":8},"",null,null,0,0,0]
["01020302","5695EH01092","조인트박스설치","100x100x100","개",2,{"$nulls":8},"",null,null,0,0,0]
["01020302","5695EH01699","PULL BOX","100x100x100","개",3,{"$nulls":8},"",null,null,0,0,0]
["01020302","5695EA11010","PVC박스 신설","HI SW박스 1G","개",4,{"$nulls":8},"",null,null,0,0,0]
["01020302","5695EA11011","PVC박스 신설","HI SW박스 2G","개",4,{"$nulls":8},"",null,null,0,0,0]
["01020302","5695EB01012","관내배선","IV 2.0MM","M",267.2,{"$nulls":8},"",null,null,0,0,0]
["01020302","5695EB02011","관내배선","HIV 1.6mm","M",136.8,{"$nulls":8},"",null,null,0,0,0]
["01020302","5695EB03071","관내배선","GV 2.0mm","M",192.9,{"$nulls":8},"",null,null,0,0,0]
["01020302","5695EB11028","전력케이블신설(구내)","CV 3.5㎟*2C","M",68.4,{"$nulls":8},"",null,null,0,0,0]
["01020302","5695EB11042","전력케이블신설(구내)","CV 3.5㎟*4C","M",9.4,{"$nulls":8},"",null,null,0,0,0]
["01020302","5695EB21042","트레이용 난연 전력케이블(구내)","F-CV 3.5㎟*4C","M",16.1,{"$nulls":8},""]
["01020302","5695ED01111","콘센트신설","매입접지극부 2구 15A250V","개",8,{"$nulls":8},"",null,null,0,0,0]
["01020302","56950120028","파이프행가"," 28 C","개소",3,{"$nulls":8},"",null,null,0,0,0]
["01020302","56950120036","파이프행가"," 36 C","개소",3,{"$nulls":8},"",null,null,0,0,0]
[null,null,"[ 합           계 ]"]
[null,null,"01020303  전등설비공사"]
["01020303","5695EA01141","PVC PIPE 배관","HI 16MM","M",86.5,{"$nulls":8},"",null,null,0,0,0]
["01020303","5695EA04160","합성수지가요전선관","CD 16MM","M",308.8,{"$nulls":8},"",null,null,0,0,0]
["01020303","5695EA04161","합성수지가요전선관","CD 22MM","M",33.6,{"$nulls":8},"",null,null,0,0,0]
["01020303","5695EA05160","후렉시블전선관","16MM","M",8,{"$nulls":8},"",null,null,0,0,0]
["01020303","59753017043","1종가요관 부속품","박스커넥터, 16 mm 비방수","개",16,{"$nulls":8},"",null,null,0,0,0]
["01020303","5695EA11010","PVC박스 신설","HI SW박스 1G","개",12,{"$nulls":8},"",null,null,0,0,0]
["01020303","5695EA11012","PVC박스 신설","HI 콘크리트4각 75","개",24,{"$nulls":8},"",null,null,0,0,0]
["01020303","5695EA11013","PVC박스 신설","HI 콘크리트8각 75","개",19,{"$nulls":8},"",null,null,0,0,0]
["01020303","5695EH01090","조인트박스설치","100x100x50","개",8,{"$nulls":8},"",null,null,0,0,0]
["01020303","5695EB02012","관내배선","HIV 2.0mm","M",3320.6,{"$nulls":8},"",null,null,0,0,0]
["01020303","59400247001","와이어콘넥터","3.5 ㎟ x 2가닥","개",129,{"$nulls":8},"",null,null,0,0,0]
["01020303","5695ED09010","와이드스위치신설(90MM)","매입대각형 1P","개",5,{"$nulls":8},"",null,null,0,0,0]
["01020303","5695ED09011","와이드스위치신설(90MM)","매입대각형 2연용 1P","개",2,{"$nulls":8},""]
["01020303","5695ED09018","와이드스위치신설(90MM)","매입대각형 3로 1P","개",4,{"$nulls":8},"",null,null,0,0,0]
["01020303","5695ED01119","콘센트신설","매입접지극무 1구 15A250V","개",1,{"$nulls":8},""]
["01020303","5695EJ70020","RACE WAY(COVER 포함)","70X40","M",435.4,{"$nulls":8},"",null,null,0,0,0]
["01020303","59750897071","레이스웨이부속품","JOINER, 70 x 40","개",144,{"$nulls":8},"",null,null,0,0,0]
["01020303","59750897101","레이스웨이부속품","END CAP, 70 x 40","개",14,{"$nulls":8},"",null,null,0,0,0]
["01020303","59750897131","레이스웨이부속품","수평ELBOW, 70 x 40","개",1,{"$nulls":8},"",null,null,0,0,0]
["01020303","59750897151","레이스웨이부속품","기구용금구, 70 x 40","개",274,{"$nulls":8},"",null,null,0,0,0]
["01020303","5695EJ70025","레이스웨이부속품","JOINT BOX, 70X40","M",8,{"$nulls":8},"",null,null,0,0,0]
["01020303","5695EJ70026","레이스웨이부속품","JOINT BOX -2방, 70X40","M",7,{"$nulls":8},"",null,null,0,0,0]
["01020303","5695EJ70027","레이스웨이부속품","JOINT BOX -3방, 70X40","M",10,{"$nulls":8},"",null,null,0,0,0]
["01020303","5695CSE1112","RACE WAY 지지","70 x 40","개소",289,{"$nulls":8},"",null,null,0,0,0]
["01020303","5695EZ90028","갓등 P.P(J)","FL 32W x2","SET",15,{"$nulls":8},""]
["01020303","5695EZ90030","RACE WAY(K)","FL 32W x2","SET",137,{"$nulls":8},""]
["01020303","5695EZ90033","벽부등(N)","EL 20W","SET",14,{"$nulls":8},""]
["01020303","5695EZ90036","주차장등(Q)","NA 100W","SET",6,{"$nulls":8},""]
["01020303","5695EZ90037","아크릴직부(R)","FL 32W x2","SET",6,{"$nulls":8},""]
["01020303","5695EZ90038","아크릴직부(R1)","FL 20W x2","SET",2,{"$nulls":8},""]
{"$rows_empty":20}
[null,null,"[ 합           계 ]"]
[null,null,"01020304  전열설비공사"]
["01020304","5695EA01141","PVC PIPE 배관","HI 16MM","M",435.9,{"$nulls":8},"",null,null,0,0,0]
["01020304","5695EA01142","PVC PIPE 배관","HI 22MM","M",8.1,{"$nulls":8},""]
["01020304","5695EA11010","PVC박스 신설","HI SW박스 1G","개",4,{"$nulls":8},"",null,null,0,0,0]
["01020304","5695EA11011","PVC박스 신설","HI SW박스 2G","개",11,{"$nulls":8},"",null,null,0,0,0]
["01020304","5695EA11013","PVC박스 신설","HI 콘크리트8각 75","개",10,{"$nulls":8},"",null,null,0,0,0]
["01020304","5695EH01090","조인트박스설치","100x100x50","개",2,{"$nulls":8},""]
["01020304","5695EH01697","PULL BOX","100x100x50","개",1,{"$nulls":8},""]
["01020304","5695EB02012","관내배선","HIV 2.0mm","M",897,{"$nulls":8},"",null,null,0,0,0]
["01020304","5695EB02014","관내배선","HIV 5.5㎟","M",37,{"$nulls":8},""]
["01020304","5695EB03071","관내배선","GV 2.0mm","M",457.8,{"$nulls":8},"",null,null,0,0,0]
["01020304","5695ED01110","콘센트신설","매입접지극부 1구 15A250V","개",10,{"$nulls":8},"",null,null,0,0,0]
["01020304","5695ED01111","콘센트신설","매입접지극부 2구 15A250V","개",15,{"$nulls":8},"",null,null,0,0,0]
{"$rows_empty":12}
[null,null,"[ 합           계 ]"]
[null,null,"01020401  전력간선공사"]
["01020401","5695EA01141","PVC PIPE 배관","HI 16MM","M",15.2,{"$nulls":8},"",null,null,0,0,0]
["01020401","5695EA02162","강제전선관배관","아연도 28MM","M",143.6,{"$nulls":8},"",null,null,0,0,0]
["01020401","5695EA02163","강제전선관배관","아연도 36MM","M",26.9,{"$nulls":8},""]
["01020401","5695EA02164","강제전선관배관","아연도 42MM","M",36.2,{"$nulls":8},"",null,null,0,0,0]
["01020401","5695EA02165","강제전선관배관","아연도 54MM","M",29.3,{"$nulls":8},""]
["01020401","5695EA02166","강제전선관배관","아연도 70MM","M",6.9,{"$nulls":8},""]
["01020401","59759017061","강재전선관용 부품","노말밴드, 아연도 28 mm","개",21,{"$nulls":8},"",null,null,0,0,0]
["01020401","59759017062","강재전선관용 부품","노말밴드, 아연도 36 mm","개",2,{"$nulls":8},""]
["01020401","59759017063","강재전선관용 부품","노말밴드, 아연도 42 mm","개",6,{"$nulls":8},"",null,null,0,0,0]
["01020401","59759017064","강재전선관용 부품","노말밴드, 아연도 54 mm","개",4,{"$nulls":8},""]
["01020401","59759017065","강재전선관용 부품","노말밴드, 아연도 70 mm","개",2,{"$nulls":8},""]
["01020401","59759017053","강재전선관용 부품","파이프크램프, 28 C","개",49,{"$nulls":8},"",null,null,0,0,0]
["01020401","59759017054","강재전선관용 부품","파이프크램프, 36 C","개",13,{"$nulls":8},""]
["01020401","59759017055","강재전선관용 부품","파이프크램프, 42 C","개",19,{"$nulls":8},"",null,null,0,0,0]
["01020401","59759017056","강재전선관용 부품","파이프크램프, 54 C","개",16,{"$nulls":8},""]
["01020401","59759017057","강재전선관용 부품","파이프크램프, 70 C","개",3,{"$nulls":8},""]
["01020401","5695EH01700","PULL BOX","150x150x100","개",1,{"$nulls":8},""]
["01020401","5695EH01704","PULL BOX","200x200x100","개",1,{"$nulls":8},"",null,null,0,0,0]
["01020401","5695EB03071","관내배선","GV 2.0mm","M",138.7,{"$nulls":8},"",null,null,0,0,0]
["01020401","5695EB03080","관내배선","GV 5.5㎟","M",43.4,{"$nulls":8},""]
["01020401","5695EB03081","관내배선","GV 8㎟","M",126.3,{"$nulls":8},""]
["01020401","5695EB03082","관내배선","GV 14㎟","M",22.2,{"$nulls":8},""]
["01020401","5695EB11036","전력케이블신설(구내)","CV 3.5㎟*3C","M",12.3,{"$nulls":8},""]
["01020401","5695EB11042","전력케이블신설(구내)","CV 3.5㎟*4C","M",13.6,{"$nulls":8},"",null,null,0,0,0]
["01020401","5695EB21036","트레이용 난연 전력케이블(구내)","F-CV 3.5㎟*3C","M",232.5,{"$nulls":8},""]
["01020401","5695EB21042","트레이용 난연 전력케이블(구내)","F-CV 3.5㎟*4C","M",125.1,{"$nulls":8},"",null,null,0,0,0]
["01020401","5695EB21043","트레이용 난연 전력케이블(구내)","F-CV 8㎟*4C","M",43.4,{"$nulls":8},""]
["01020401","5695EB21044","트레이용 난연 전력케이블(구내)","F-CV 14㎟*4C","M",126.3,{"$nulls":8},""]
["01020401","5695EC51010","내화전선","FR-8 30㎟ x1C","M",505.2,{"$nulls":8},""]
["01020401","5695EZ02012","접지","E3","개소",1,{"$nulls":8},"",null,null,0,0,0]
["01020401","59751777102","접지첨가제","접지저항저감제,아스판,10 Kg","개",1,{"$nulls":8},"",null,null,0,0,0]
["01020401","5695EQ31012","단말처리(압착터미날포함)","14MM2","조",8,{"$nulls":8},""]
["01020401","5695EQ31023","단말처리(압착터미날포함)","30MM2","조",8,{"$nulls":8},""]
["01020401","56950240050","관로구방수","D50","개소",1,{"$nulls":8},"",null,null,0,0,0]
["01020401","56950120028","파이프행가"," 28 C","개소",26,{"$nulls":8},"",null,null,0,0,0]
["01020401","56950120036","파이프행가"," 36 C","개소",2,{"$nulls":8},""]
["01020401","56950140100","파이프지지대"," W100","개소",5,{"$nulls":8},"",null,null,0,0,0]
["01020401","56950140130","파이프지지대"," W150","개소",12,{"$nulls":8},""]
["01020401","56950140300","파이프지지대"," W300","개소",13,{"$nulls":8},""]
["01020401","56950140400","파이프지지대"," W400","개소",3,{"$nulls":8},""]
["01020401","5695N020071","L-PK4A","700W*1800H*180D(옥내)","면",1,{"$nulls":8},""]
["01020401","5695N020072","L-PK4B","700W*1200H*180D(옥내)","면",1,{"$nulls":8},""]
["01020401","5695N020105","배연휀조작반","500W*500H*200D(옥내)","면",3,{"$nulls":8},""]
["01020401","5695N020101","배수펌프조작반","500Wx500Hx200D(옥내)","면",4,{"$nulls":8},""]
[]
[]
[]
[]
[]
[]
[null,null,"[ 합           계 ]"]
[null,null,"01020402  동력설비공사"]
["01020402","5695EA01141","PVC PIPE 배관","HI 16MM","M",336.6,{"$nulls":8},"",null,null,0,0,0]
["01020402","5695EA02162","강제전선관배관","아연도 28MM","M",64,{"$nulls":8},"",null,null,0,0,0]
["01020402","5695EA02163","강제전선관배관","아연도 36MM","M",29.6,{"$nulls":8},"",null,null,0,0,0]
["01020402","5695EA05169","후렉시블전선관","16MM(방수형)","M",12,{"$nulls":8},"",null,null,0,0,0]
["01020402","5695EA05171","후렉시블전선관","28MM(방수형)","M",27,{"$nulls":8},"",null,null,0,0,0]
["01020402","59753017063","1종가요관 부속품","박스커넥터-비닐, 16mm 방수","개",8,{"$nulls":8},"",null,null,0,0,0]
["01020402","59753017065","1종가요관 부속품","박스커넥터-비닐, 28mm 방수","개",22,{"$nulls":8},"",null,null,0,0,0]
["01020402","59759017061","강재전선관용 부품","노말밴드, 아연도 28 mm","개",13,{"$nulls":8},"",null,null,0,0,0]
["01020402","59759017062","강재전선관용 부품","노말밴드, 아연도 36 mm","개",8,{"$nulls":8},"",null,null,0,0,0]
["01020402","59759017053","강재전선관용 부품","파이프크램프, 28 C","개",20,{"$nulls":8},"",null,null,0,0,0]
["01020402","5695EH01090","조인트박스설치","100x100x50","개",3,{"$nulls":8},"",null,null,0,0,0]
["01020402","5695EH01092","조인트박스설치","100x100x100","개",3,{"$nulls":8},"",null,null,0,0,0]
["01020402","5695EH01699","PULL BOX","100x100x100","개",4,{"$nulls":8},"",null,null,0,0,0]
["01020402","5695EA11010","PVC박스 신설","HI SW박스 1G","개",5,{"$nulls":8},"",null,null,0,0,0]
["01020402","5695EA11011","PVC박스 신설","HI SW박스 2G","개",14,{"$nulls":8},"",null,null,0,0,0]
["01020402","5695EB01012","관내배선","IV 2.0MM","M",677.2,{"$nulls":8},"",null,null,0,0,0]
["01020402","5695EB02011","관내배선","HIV 1.6mm","M",182.4,{"$nulls":8},"",null,null,0,0,0]
["01020402","5695EB03071","관내배선","GV 2.0mm","M",492.6,{"$nulls":8},"",null,null,0,0,0]
["01020402","5695EB11042","전력케이블신설(구내)","CV 3.5㎟*4C","M",261.9,{"$nulls":8},"",null,null,0,0,0]
["01020402","5695ED01111","콘센트신설","매입접지극부 2구 15A250V","개",19,{"$nulls":8},"",null,null,0,0,0]
["01020402","56950120028","파이프행가"," 28 C","개소",6,{"$nulls":8},"",null,null,0,0,0]
["01020402","56950120036","파이프행가"," 36 C","개소",4,{"$nulls":8},"",null,null,0,0,0]
["01020402","56950140100","파이프지지대"," W100","개소",1,{"$nulls":8},""]
[]
[null,null,"[ 합           계 ]"]
[null,null,"01020403  전등설비공사"]
["01020403","5695EA01141","PVC PIPE 배관","HI 16MM","M",19.8,{"$nulls":8},"",null,null,0,0,0]
["01020403","5695EA04160","합성수지가요전선관","CD 16MM","M",260,{"$nulls":8},"",null,null,0,0,0]
["01020403","5695EA04161","합성수지가요전선관","CD 22MM","M",64.4,{"$nulls":8},"",null,null,0,0,0]
["01020403","5695EA05160","후렉시블전선관","16MM","M",11,{"$nulls":8},"",null,null,0,0,0]
["01020403","59753017043","1종가요관 부속품","박스커넥터, 16 mm 비방수","개",22,{"$nulls":8},"",null,null,0,0,0]
["01020403","5695EA11010","PVC박스 신설","HI SW박스 1G","개",20,{"$nulls":8},"",null,null,0,0,0]
["01020403","5695EA11012","PVC박스 신설","HI 콘크리트4각 75","개",15,{"$nulls":8},"",null,null,0,0,0]
["01020403","5695EA11013","PVC박스 신설","HI 콘크리트8각 75","개",33,{"$nulls":8},"",null,null,0,0,0]
["01020403","5695EH01090","조인트박스설치","100x100x50","개",11,{"$nulls":8},"",null,null,0,0,0]
["01020403","5695EB02012","관내배선","HIV 2.0mm","M",6656,{"$nulls":8},"",null,null,0,0,0]
["01020403","59400247001","와이어콘넥터","3.5 ㎟ x 2가닥","개",144,{"$nulls":8},"",null,null,0,0,0]
["01020403","5695ED09010","와이드스위치신설(90MM)","매입대각형 1P","개",4,{"$nulls":8},"",null,null,0,0,0]
["01020403","5695ED09018","와이드스위치신설(90MM)","매입대각형 3로 1P","개",16,{"$nulls":8},"",null,null,0,0,0]
["01020403","5695EJ70020","RACE WAY(COVER 포함)","70X40","M",938.4,{"$nulls":8},"",null,null,0,0,0]
["01020403","59750897071","레이스웨이부속품","JOINER, 70 x 40","개",311,{"$nulls":8},"",null,null,0,0,0]
["01020403","59750897101","레이스웨이부속품","END CAP, 70 x 40","개",19,{"$nulls":8},"",null,null,0,0,0]
["01020403","59750897131","레이스웨이부속품","수평ELBOW, 70 x 40","개",2,{"$nulls":8},"",null,null,0,0,0]
["01020403","59750897151","레이스웨이부속품","기구용금구, 70 x 40","개",574,{"$nulls":8},"",null,null,0,0,0]
["01020403","5695EJ70025","레이스웨이부속품","JOINT BOX, 70X40","M",11,{"$nulls":8},"",null,null,0,0,0]
["01020403","5695EJ70026","레이스웨이부속품","JOINT BOX -2방, 70X40","M",16,{"$nulls":8},"",null,null,0,0,0]
["01020403","5695EJ70027","레이스웨이부속품","JOINT BOX -3방, 70X40","M",15,{"$nulls":8},"",null,null,0,0,0]
["01020403","5695EJ70028","레이스웨이부속품","JOINT BOX -4방, 70X40","M",1,{"$nulls":8},""]
["01020403","5695CSE1112","RACE WAY 지지","70 x 40","개소",623,{"$nulls":8},"",null,null,0,0,0]
["01020403","5695EZ90028","갓등 P.P(J)","FL 32W x2","SET",8,{"$nulls":8},""]
["01020403","5695EZ90030","RACE WAY(K)","FL 32W x2","SET",287,{"$nulls":8},""]
["01020403","5695EZ90031","직부등(L)","EL 20W","SET",20,{"$nulls":8},""]
["01020403","5695EZ90036","주차장등(Q)","NA 100W","SET",12,{"$nulls":8},""]
["01020403","5695EZ90037","아크릴직부(R)","FL 32W x2","SET",6,{"$nulls":8},""]
["01020403","5695EZ90038","아크릴직부(R1)","FL 20W x2","SET",2,{"$nulls":8},""]
{"$rows_empty":21}
[null,null,"[ 합           계 ]"]
[null,null,"01020404  전열설비공사"]
["01020404","5695EA01141","PVC PIPE 배관","HI 16MM","M",791.6,{"$nulls":8},"",null,null,0,0,0]
["01020404","5695EA01142","PVC PIPE 배관","HI 22MM","M",62.3,{"$nulls":8},"",null,null,0,0,0]
["01020404","5695EA11010","PVC박스 신설","HI SW박스 1G","개",4,{"$nulls":8},"",null,null,0,0,0]
["01020404","5695EA11011","PVC박스 신설","HI SW박스 2G","개",13,{"$nulls":8},"",null,null,0,0,0]
["01020404","5695EA11013","PVC박스 신설","HI 콘크리트8각 75","개",24,{"$nulls":8},"",null,null,0,0,0]
["01020404","5695EH01090","조인트박스설치","100x100x50","개",6,{"$nulls":8},"",null,null,0,0,0]
["01020404","5695EB02012","관내배선","HIV 2.0mm","M",1875.2,{"$nulls":8},"",null,null,0,0,0]
["01020404","5695EB03071","관내배선","GV 2.0mm","M",874.2,{"$nulls":8},"",null,null,0,0,0]
["01020404","5695ED01110","콘센트신설","매입접지극부 1구 15A250V","개",24,{"$nulls":8},"",null,null,0,0,0]
["01020404","5695ED01111","콘센트신설","매입접지극부 2구 15A250V","개",17,{"$nulls":8},"",null,null,0,0,0]
{"$rows_empty":14}
[null,null,"[ 합           계 ]"]
[null,null,"01020501  전력간선공사"]
["01020501","5695EA02164","강제전선관배관","아연도 42MM","M",26.5,{"$nulls":8},"",null,null,0,0,0]
["01020501","59759017063","강재전선관용 부품","노말밴드, 아연도 42 mm","개",3,{"$nulls":8},"",null,null,0,0,0]
["01020501","5695EB03081","관내배선","GV 8㎟","M",28.5,{"$nulls":8},""]
["01020501","5695EC51407","내화전선","FR-8 14㎟ x4C","M",28.5,{"$nulls":8},""]
["01020501","5695EQ31012","단말처리(압착터미날포함)","14MM2","조",8,{"$nulls":8},"",null,null,0,0,0]
["01020501","56950120042","파이프행가"," 42 C","개소",16,{"$nulls":8},""]
["01020501","5695N020066","L-BO","600W*700H*180D(옥내)","면",1,{"$nulls":8},""]
{"$rows_empty":17}
[null,null,"[ 합           계 ]"]
[null,null,"01020502  전등설비공사"]
["01020502","5695EA04160","합성수지가요전선관","CD 16MM","M",74.9,{"$nulls":8},"",null,null,0,0,0]
["01020502","5695EA05160","후렉시블전선관","16MM","M",14,{"$nulls":8},"",null,null,0,0,0]
["01020502","59753017043","1종가요관 부속품","박스커넥터, 16 mm 비방수","개",28,{"$nulls":8},"",null,null,0,0,0]
["01020502","5695EA11010","PVC박스 신설","HI SW박스 1G","개",6,{"$nulls":8},"",null,null,0,0,0]
["01020502","5695EA11012","PVC박스 신설","HI 콘크리트4각 75","개",3,{"$nulls":8},"",null,null,0,0,0]
["01020502","5695EA11013","PVC박스 신설","HI 콘크리트8각 75","개",23,{"$nulls":8},"",null,null,0,0,0]
["01020502","5695EB02012","관내배선","HIV 2.0mm","M",227.9,{"$nulls":8},"",null,null,0,0,0]
["01020502","59400247001","와이어콘넥터","3.5 ㎟ x 2가닥","개",78,{"$nulls":8},"",null,null,0,0,0]
["01020502","5695ED09010","와이드스위치신설(90MM)","매입대각형 1P","개",1,{"$nulls":8},""]
["01020502","5695ED09011","와이드스위치신설(90MM)","매입대각형 2연용 1P","개",4,{"$nulls":8},""]
["01020502","5695ED01119","콘센트신설","매입접지극무 1구 15A250V","개",1,{"$nulls":8},""]
["01020502","5695ED01115","콘센트신설","매입접지극무 2구 15A250V","개",2,{"$nulls":8},""]
["01020502","56950280010","등기구보강","M바 표준형","SET",14,{"$nulls":8},""]
["01020502","5695EZ90007","주방등","JBI-01A","SET",1,{"$nulls":8},""]
["01020502","5695EZ90022","센서등(E)","IL 60W","SET",1,{"$nulls":8},""]
["01020502","5695EZ90026","매입개방(I)","FL 32W x2","SET",14,{"$nulls":8},""]
["01020502","5695EZ90031","직부등(L)","EL 20W","SET",8,{"$nulls":8},""]
{"$rows_empty":7}
[null,null,"[ 합           계 ]"]
[null,null,"01020503  전열설비공사"]
["01020503","5695EA01141","PVC PIPE 배관","HI 16MM","M",80.8,{"$nulls":8},"",null,null,0,0,0]
["01020503","5695EA01142","PVC PIPE 배관","HI 22MM","M",8,{"$nulls":8},"",null,null,0,0,0]
["01020503","5695EA11010","PVC박스 신설","HI SW박스 1G","개",4,{"$nulls":8},"",null,null,0,0,0]
["01020503","5695EA11011","PVC박스 신설","HI SW박스 2G","개",11,{"$nulls":8},"",null,null,0,0,0]
["01020503","5695EA11013","PVC박스 신설","HI 콘크리트8각 75","개",5,{"$nulls":8},"",null,null,0,0,0]
["01020503","5695EH01090","조인트박스설치","100x100x50","개",1,{"$nulls":8},"",null,null,0,0,0]
["01020503","5695EB02012","관내배선","HIV 2.0mm","M",180.4,{"$nulls":8},"",null,null,0,0,0]
["01020503","5695EB02014","관내배선","HIV 5.5㎟","M",36.6,{"$nulls":8},""]
["01020503","5695EB03071","관내배선","GV 2.0mm","M",96.4,{"$nulls":8},"",null,null,0,0,0]
["01020503","5695ED01110","콘센트신설","매입접지극부 1구 15A250V","개",5,{"$nulls":8},"",null,null,0,0,0]
["01020503","5695ED01111","콘센트신설","매입접지극부 2구 15A250V","개",15,{"$nulls":8},"",null,null,0,0,0]
{"$rows_empty":13}
[null,null,"[ 합           계 ]"]
[null,null,"01020601  전력간선공사"]
["01020601","5695EA01141","PVC PIPE 배관","HI 16MM","M",14.1,{"$nulls":8},""]
["01020601","5695EA02164","강제전선관배관","아연도 42MM","M",5.5,{"$nulls":8},"",null,null,0,0,0]
["01020601","59759017063","강재전선관용 부품","노말밴드, 아연도 42 mm","개",1,{"$nulls":8},"",null,null,0,0,0]
["01020601","5695EB03081","관내배선","GV 8㎟","M",21.1,{"$nulls":8},"",null,null,0,0,0]
["01020601","5695EZ02012","접지","E3","개소",1,{"$nulls":8},""]
["01020601","59751777102","접지첨가제","접지저항저감제,아스판,10 Kg","개",1,{"$nulls":8},""]
["01020601","56950240050","관로구방수","D50","개소",1,{"$nulls":8},""]
["01020601","56950120042","파이프행가"," 42 C","개소",3,{"$nulls":8},"",null,null,0,0,0]
["01020601","5695N020065","L-NO","750W*1000H*180D(옥내)","면",1,{"$nulls":8},""]
{"$rows_empty":15}
[null,null,"[ 합           계 ]"]
[null,null,"01020602  전등설비공사"]
["01020602","5695EA01141","PVC PIPE 배관","HI 16MM","M",9.7,{"$nulls":8},""]
["01020602","5695EA04160","합성수지가요전선관","CD 16MM","M",70.4,{"$nulls":8},"",null,null,0,0,0]
["01020602","5695EA04161","합성수지가요전선관","CD 22MM","M",4.1,{"$nulls":8},""]
["01020602","5695EA05160","후렉시블전선관","16MM","M",8,{"$nulls":8},""]
["01020602","59753017043","1종가요관 부속품","박스커넥터, 16 mm 비방수","개",16,{"$nulls":8},""]
["01020602","5695EA11010","PVC박스 신설","HI SW박스 1G","개",10,{"$nulls":8},"",null,null,0,0,0]
["01020602","5695EA11012","PVC박스 신설","HI 콘크리트4각 75","개",3,{"$nulls":8},"",null,null,0,0,0]
["01020602","5695EA11013","PVC박스 신설","HI 콘크리트8각 75","개",16,{"$nulls":8},"",null,null,0,0,0]
["01020602","5695EB02012","관내배선","HIV 2.0mm","M",236.1,{"$nulls":8},"",null,null,0,0,0]
["01020602","59400247001","와이어콘넥터","3.5 ㎟ x 2가닥","개",57,{"$nulls":8},"",null,null,0,0,0]
["01020602","5695ED09010","와이드스위치신설(90MM)","매입대각형 1P","개",2,{"$nulls":8},""]
["01020602","5695ED09011","와이드스위치신설(90MM)","매입대각형 2연용 1P","개",4,{"$nulls":8},"",null,null,0,0,0]
["01020602","5695ED09012","와이드스위치신설(90MM)","매입대각형 3연용 1P","개",1,{"$nulls":8},""]
["01020602","5695ED01119","콘센트신설","매입접지극무 1구 15A250V","개",3,{"$nulls":8},"",null,null,0,0,0]
["01020602","56950280010","등기구보강","M바 표준형","SET",8,{"$nulls":8},""]
["01020602","5695EZ90007","주방등","JBI-01A","SET",1,{"$nulls":8},""]
["01020602","5695EZ90022","센서등(E)","IL 60W","SET",1,{"$nulls":8},""]
["01020602","5695EZ90026","매입개방(I)","FL 32W x2","SET",8,{"$nulls":8},""]
["01020602","5695EZ90031","직부등(L)","EL 20W","SET",9,{"$nulls":8},""]
[]
[]
[]
[]
[]
[null,null,"[ 합           계 ]"]
[null,null,"01020603  전열설비공사"]
["01020603","5695EA01141","PVC PIPE 배관","HI 16MM","M",54.1,{"$nulls":8},"",null,null,0,0,0]
["01020603","5695EA01142","PVC PIPE 배관","HI 22MM","M",11.5,{"$nulls":8},"",null,null,0,0,0]
["01020603","5695EA11010","PVC박스 신설","HI SW박스 1G","개",3,{"$nulls":8},"",null,null,0,0,0]
["01020603","5695EA11011","PVC박스 신설","HI SW박스 2G","개",7,{"$nulls":8},"",null,null,0,0,0]
["01020603","5695EA11013","PVC박스 신설","HI 콘크리트8각 75","개",3,{"$nulls":8},"",null,null,0,0,0]
["01020603","5695EH01090","조인트박스설치","100x100x50","개",1,{"$nulls":8},"",null,null,0,0,0]
["01020603","5695EB02012","관내배선","HIV 2.0mm","M",121.1,{"$nulls":8},"",null,null,0,0,0]
["01020603","5695EB02014","관내배선","HIV 5.5㎟","M",50.6,{"$nulls":8},"",null,null,0,0,0]
["01020603","5695EB03071","관내배선","GV 2.0mm","M",73.2,{"$nulls":8},"",null,null,0,0,0]
["01020603","5695ED01110","콘센트신설","매입접지극부 1구 15A250V","개",3,{"$nulls":8},"",null,null,0,0,0]
["01020603","5695ED01111","콘센트신설","매입접지극부 2구 15A250V","개",10,{"$nulls":8},"",null,null,0,0,0]
{"$rows_empty":13}
[null,null,"[ 합           계 ]"]
[null,null,"01020701  전력간선공사"]
["01020701","5695EA02164","강제전선관배관","아연도 42MM","M",4.1,{"$nulls":8},"",null,null,0,0,0]
["01020701","5695EB03081","관내배선","GV 8㎟","M",6.1,{"$nulls":8},"",null,null,0,0,0]
["01020701","5695EC51407","내화전선","FR-8 14㎟ x4C","M",6.1,{"$nulls":8},"",null,null,0,0,0]
["01020701","5695EQ31012","단말처리(압착터미날포함)","14MM2","조",8,{"$nulls":8},"",null,null,0,0,0]
["01020701","5695N020063","L-BOK","600W*600H*180D(옥내)","면",1,{"$nulls":8},""]
{"$rows_empty":19}
[null,null,"[ 합           계 ]"]
[null,null,"01020702  전등설비공사"]
["01020702","5695EA01141","PVC PIPE 배관","HI 16MM","M",5.4,{"$nulls":8},"",null,null,0,0,0]
["01020702","5695EA04160","합성수지가요전선관","CD 16MM","M",148.9,{"$nulls":8},"",null,null,0,0,0]
["01020702","5695EA04161","합성수지가요전선관","CD 22MM","M",42.3,{"$nulls":8},"",null,null,0,0,0]
["01020702","5695EA05160","후렉시블전선관","16MM","M",37,{"$nulls":8},""]
["01020702","59753017043","1종가요관 부속품","박스커넥터, 16 mm 비방수","개",74,{"$nulls":8},""]
["01020702","5695EA11010","PVC박스 신설","HI SW박스 1G","개",13,{"$nulls":8},"",null,null,0,0,0]
["01020702","5695EA11011","PVC박스 신설","HI SW박스 2G","개",2,{"$nulls":8},""]
["01020702","5695EA11012","PVC박스 신설","HI 콘크리트4각 75","개",4,{"$nulls":8},"",null,null,0,0,0]
["01020702","5695EA11013","PVC박스 신설","HI 콘크리트8각 75","개",44,{"$nulls":8},"",null,null,0,0,0]
["01020702","5695EB02012","관내배선","HIV 2.0mm","M",673.2,{"$nulls":8},"",null,null,0,0,0]
["01020702","59400247001","와이어콘넥터","3.5 ㎟ x 2가닥","개",144,{"$nulls":8},"",null,null,0,0,0]
["01020702","5695ED09010","와이드스위치신설(90MM)","매입대각형 1P","개",2,{"$nulls":8},"",null,null,0,0,0]
["01020702","5695ED09011","와이드스위치신설(90MM)","매입대각형 2연용 1P","개",3,{"$nulls":8},"",null,null,0,0,0]
["01020702","5695ED09012","와이드스위치신설(90MM)","매입대각형 3연용 1P","개",1,{"$nulls":8},"",null,null,0,0,0]
["01020702","5695ED09013","와이드스위치신설(90MM)","매입대각형 4연용 1P","개",2,{"$nulls":8},""]
["01020702","5695ED09018","와이드스위치신설(90MM)","매입대각형 3로 1P","개",2,{"$nulls":8},""]
["01020702","5695ED01119","콘센트신설","매입접지극무 1구 15A250V","개",5,{"$nulls":8},"",null,null,0,0,0]
["01020702","5695ED01115","콘센트신설","매입접지극무 2구 15A250V","개",2,{"$nulls":8},"",null,null,0,0,0]
["01020702","56950280010","등기구보강","M바 표준형","SET",37,{"$nulls":8},""]
["01020702","5695EZ90024","직부등(G)","IL 60W","SET",8,{"$nulls":8},""]
["01020702","5695EZ90026","매입개방(I)","FL 32W x2","SET",31,{"$nulls":8},""]
["01020702","5695EZ90027","매입개방(I1)","FL 20W x2","SET",6,{"$nulls":8},""]
["01020702","5695EZ90031","직부등(L)","EL 20W","SET",1,{"$nulls":8},""]
[]
[null,null,"[ 합           계 ]"]
[null,null,"01020703  전열설비공사"]
["01020703","5695EA01141","PVC PIPE 배관","HI 16MM","M",78.7,{"$nulls":8},"",null,null,0,0,0]
["01020703","5695EA01142","PVC PIPE 배관","HI 22MM","M",37.5,{"$nulls":8},"",null,null,0,0,0]
["01020703","5695EA01143","PVC PIPE 배관","HI 28MM","M",28.5,{"$nulls":8},""]
["01020703","5695EA01144","PVC PIPE 배관","HI 36MM","M",6.8,{"$nulls":8},""]
["01020703","5695EA05169","후렉시블전선관","16MM(방수형)","M",2,{"$nulls":8},""]
["01020703","5695EA05171","후렉시블전선관","28MM(방수형)","M",4,{"$nulls":8},""]
["01020703","59753017063","1종가요관 부속품","박스커넥터-비닐, 16mm 방수","개",4,{"$nulls":8},""]
["01020703","59753017065","1종가요관 부속품","박스커넥터-비닐, 28mm 방수","개",8,{"$nulls":8},""]
["01020703","CSES0020004","경질비닐전선관용 부품","노말밴드,HI 28C","EA",4,{"$nulls":8},""]
["01020703","CSES0020005","경질비닐전선관용 부품","노말밴드,HI 36C","EA",2,{"$nulls":8},""]
["01020703","5695EA11010","PVC박스 신설","HI SW박스 1G","개",5,{"$nulls":8},"",null,null,0,0,0]
["01020703","5695EA11011","PVC박스 신설","HI SW박스 2G","개",9,{"$nulls":8},"",null,null,0,0,0]
["01020703","5695EH01697","PULL BOX","100x100x50","개",3,{"$nulls":8},""]
["01020703","5695EH01700","PULL BOX","150x150x100","개",2,{"$nulls":8},""]
["01020703","5695EB02011","관내배선","HIV 1.6mm","M",44,{"$nulls":8},""]
["01020703","5695EB02012","관내배선","HIV 2.0mm","M",170.9,{"$nulls":8},"",null,null,0,0,0]
["01020703","5695EB02014","관내배선","HIV 5.5㎟","M",163.8,{"$nulls":8},"",null,null,0,0,0]
["01020703","5695EB03071","관내배선","GV 2.0mm","M",126.4,{"$nulls":8},"",null,null,0,0,0]
["01020703","5695EB11042","전력케이블신설(구내)","CV 3.5㎟*4C","M",54.5,{"$nulls":8},""]
["01020703","5695ED01111","콘센트신설","매입접지극부 2구 15A250V","개",14,{"$nulls":8},"",null,null,0,0,0]
["01020703","5695N020101","배수펌프조작반","500Wx500Hx200D(옥내)","면",2,{"$nulls":8},""]
[]
[]
[]
[null,null,"[ 합           계 ]"]
[null,null,"01020801  전력간선공사"]
["01020801","5695EA01141","PVC PIPE 배관","HI 16MM","M",25.4,{"$nulls":8},"",null,null,0,0,0]
["01020801","5695EA02164","강제전선관배관","아연도 42MM","M",13,{"$nulls":8},"",null,null,0,0,0]
["01020801","59759017063","강재전선관용 부품","노말밴드, 아연도 42 mm","개",5,{"$nulls":8},"",null,null,0,0,0]
["01020801","5695EB03081","관내배선","GV 8㎟","M",38.6,{"$nulls":8},"",null,null,0,0,0]
["01020801","5695EC51407","내화전선","FR-8 14㎟ x4C","M",6.2,{"$nulls":8},""]
["01020801","5695EZ02012","접지","E3","개소",1,{"$nulls":8},"",null,null,0,0,0]
["01020801","59751777102","접지첨가제","접지저항저감제,아스판,10 Kg","개",1,{"$nulls":8},"",null,null,0,0,0]
["01020801","5695EQ31012","단말처리(압착터미날포함)","14MM2","조",8,{"$nulls":8},""]
["01020801","56950240050","관로구방수","D50","개소",1,{"$nulls":8},"",null,null,0,0,0]
["01020801","56950120042","파이프행가"," 42 C","개소",5,{"$nulls":8},"",null,null,0,0,0]
["01020801","5695N020062","L-M","750W*1400H*200D(옥내)","면",1,{"$nulls":8},""]
["01020801","5695N020064","L-MDF","600W*700H*180D(옥내)","면",1,{"$nulls":8},""]
{"$rows_empty":12}
[null,null,"[ 합           계 ]"]
[null,null,"01020802  전등설비공사"]
["01020802","5695EA01141","PVC PIPE 배관","HI 16MM","M",7.7,{"$nulls":8},"",null,null,0,0,0]
["01020802","5695EA04160","합성수지가요전선관","CD 16MM","M",120.2,{"$nulls":8},"",null,null,0,0,0]
["01020802","5695EA04161","합성수지가요전선관","CD 22MM","M",7.2,{"$nulls":8},"",null,null,0,0,0]
["01020802","5695EA05160","후렉시블전선관","16MM","M",20,{"$nulls":8},"",null,null,0,0,0]
["01020802","59753017043","1종가요관 부속품","박스커넥터, 16 mm 비방수","개",40,{"$nulls":8},"",null,null,0,0,0]
["01020802","5695EA11010","PVC박스 신설","HI SW박스 1G","개",11,{"$nulls":8},"",null,null,0,0,0]
["01020802","5695EA11012","PVC박스 신설","HI 콘크리트4각 75","개",6,{"$nulls":8},"",null,null,0,0,0]
["01020802","5695EA11013","PVC박스 신설","HI 콘크리트8각 75","개",29,{"$nulls":8},"",null,null,0,0,0]
["01020802","5695EB02012","관내배선","HIV 2.0mm","M",407.9,{"$nulls":8},"",null,null,0,0,0]
["01020802","59400247001","와이어콘넥터","3.5 ㎟ x 2가닥","개",105,{"$nulls":8},"",null,null,0,0,0]
["01020802","5695ED09010","와이드스위치신설(90MM)","매입대각형 1P","개",2,{"$nulls":8},"",null,null,0,0,0]
["01020802","5695ED09011","와이드스위치신설(90MM)","매입대각형 2연용 1P","개",4,{"$nulls":8},"",null,null,0,0,0]
["01020802","5695ED09012","와이드스위치신설(90MM)","매입대각형 3연용 1P","개",2,{"$nulls":8},"",null,null,0,0,0]
["01020802","5695ED01119","콘센트신설","매입접지극무 1구 15A250V","개",3,{"$nulls":8},"",null,null,0,0,0]
["01020802","5695ED01115","콘센트신설","매입접지극무 2구 15A250V","개",2,{"$nulls":8},"",null,null,0,0,0]
["01020802","56950280010","등기구보강","M바 표준형","SET",20,{"$nulls":8},"",null,null,0,0,0]
["01020802","5695EZ90024","직부등(G)","IL 60W","SET",5,{"$nulls":8},""]
["01020802","5695EZ90026","매입개방(I)","FL 32W x2","SET",20,{"$nulls":8},""]
["01020802","5695EZ90031","직부등(L)","EL 20W","SET",8,{"$nulls":8},""]
[]
[]
[]
[]
[]
[null,null,"[ 합           계 ]"]
[null,null,"01020803  전열설비공사"]
["01020803","5695EA01141","PVC PIPE 배관","HI 16MM","M",180.6,{"$nulls":8},"",null,null,0,0,0]
["01020803","5695EA01142","PVC PIPE 배관","HI 22MM","M",18.5,{"$nulls":8},"",null,null,0,0,0]
["01020803","5695EA05169","후렉시블전선관","16MM(방수형)","M",2,{"$nulls":8},"",null,null,0,0,0]
["01020803","5695EA05170","후렉시블전선관","22MM(방수형)","M",2,{"$nulls":8},""]
["01020803","59753017063","1종가요관 부속품","박스커넥터-비닐, 16mm 방수","개",4,{"$nulls":8},"",null,null,0,0,0]
["01020803","59753017064","1종가요관 부속품","박스커넥터-비닐, 22mm 방수","개",4,{"$nulls":8},""]
["01020803","5695EA11010","PVC박스 신설","HI SW박스 1G","개",11,{"$nulls":8},"",null,null,0,0,0]
["01020803","5695EA11011","PVC박스 신설","HI SW박스 2G","개",10,{"$nulls":8},"",null,null,0,0,0]
["01020803","5695EH01090","조인트박스설치","100x100x50","개",4,{"$nulls":8},""]
["01020803","5695EB02012","관내배선","HIV 2.0mm","M",360.5,{"$nulls":8},"",null,null,0,0,0]
["01020803","5695EB02030","관내배선","HIV 2.0㎟","M",40.6,{"$nulls":8},""]
["01020803","5695EB02014","관내배선","HIV 5.5㎟","M",91.2,{"$nulls":8},"",null,null,0,0,0]
["01020803","5695EB03071","관내배선","GV 2.0mm","M",223.4,{"$nulls":8},"",null,null,0,0,0]
["01020803","5695ED01111","콘센트신설","매입접지극부 2구 15A250V","개",21,{"$nulls":8},"",null,null,0,0,0]
{"$rows_empty":10}
[null,null,"[ 합           계 ]"]
[null,null,"01020901  변전실전기공사"]
["01020901","5695EA01141","PVC PIPE 배관","HI 16MM","M",153,{"$nulls":8},"",null,null,0,0,0]
["01020901","5695EA01143","PVC PIPE 배관","HI 28MM","M",224.5,{"$nulls":8},""]
["01020901","5695EA02162","강제전선관배관","아연도 28MM","M",26,{"$nulls":8},""]
["01020901","5695EA02168","강제전선관배관","아연도 104MM","M",26,{"$nulls":8},""]
["01020901","5695EA07310","합성수지파형전선관부설","150MM(지중매설)","M",190,{"$nulls":8},""]
["01020901","59759017061","강재전선관용 부품","노말밴드, 아연도 28 mm","개",2,{"$nulls":8},""]
["01020901","CSES0020004","경질비닐전선관용 부품","노말밴드,HI 28C","EA",31,{"$nulls":8},""]
["01020901","59759017053","강재전선관용 부품","파이프크램프, 28 C","개",10,{"$nulls":8},""]
["01020901","59759017059","강재전선관용 부품","파이프크램프,104 C","개",10,{"$nulls":8},""]
["01020901","5695EA22308","워더캡 설치","철제 104","개",2,{"$nulls":8},""]
["01020901","5695EH01738","PULL BOX","600x600x400","개",2,{"$nulls":8},""]
["01020901","5695EB03081","관내배선","GV 8㎟","M",153,{"$nulls":8},"",null,null,0,0,0]
["01020901","5695EB03087","관내배선","GV 60㎟","M",282.5,{"$nulls":8},""]
["01020901","5695EB15504","전력케이블신설(옥내)","CNCV-W 22KV 60㎟","M",690,{"$nulls":8},""]
["01020901","5695EB21029","트레이용 난연 전력케이블(구내)","F-CV 5.5㎟*2C","M",147.1,{"$nulls":8},""]
["01020901","5695EC51018","내화전선","FR-8 200㎟ x1C","M",592.8,{"$nulls":8},""]
["01020901","5695EZ10051","CABLE HEAD","23KV 60MM2","조",12,{"$nulls":8},""]
["01020901","5695EI25012","접지단자함","4극용(450X400X100)","개",2,{"$nulls":8},""]
["01020901","5695EZ02010","접지","E1","개소",3,{"$nulls":8},""]
["01020901","5695EZ02011","접지","E2","개소",2,{"$nulls":8},""]
["01020901","5695EZ02012","접지","E3","개소",1,{"$nulls":8},"",null,null,0,0,0]
["01020901","5695EZ02014","접지","시험용","개소",2,{"$nulls":8},""]
["01020901","59751777102","접지첨가제","접지저항저감제,아스판,10 Kg","개",8,{"$nulls":8},"",null,null,0,0,0]
["01020901","5695EQ31015","단말처리(압착터미날포함)","60MM2","조",26,{"$nulls":8},""]
["01020901","5695EZ03557","동관단자","200MM2","개",48,{"$nulls":8},""]
["01020901","5695EP03110","케이블표지시트","0.23x400","M",95,{"$nulls":8},""]
["01020901","56930220020","터파기(백호우90%,인력10%)","보통토사","M3",70.7,{"$nulls":8},""]
["01020901","56930240021","되메우기(백호우90%,인력10%)","보통토사","M3",70.7,{"$nulls":8},""]
["01020901","56950240050","관로구방수","D50","개소",8,{"$nulls":8},"",null,null,0,0,0]
["01020901","56950240150","관로구방수","D150","개소",10,{"$nulls":8},""]
["01020901","56950120028","파이프행가"," 28 C","개소",2,{"$nulls":8},""]
["01020901","56950140100","파이프지지대"," W100","개소",5,{"$nulls":8},""]
["01020901","56950140400","파이프지지대"," W400","개소",5,{"$nulls":8},""]
["01020901","56950202000","맨홀","2000x1500x1500","개소",2,{"$nulls":8},""]
["01020901","5695N020001","BUS DUCT","600V 3P4W 1200A","면",1,{"$nulls":8},""]
["01020901","ZE020000010","HV-1","1400Wx2550Hx2500D(옥내)","면",1,{"$nulls":8},"지급자재"]
["01020901","ZE020000011","HV-2","1600Wx2550Hx2500D(옥내)","면",1,{"$nulls":8},"지급자재"]
["01020901","ZE020000012","HV-3","1400Wx2550Hx2500D(옥내)","면",1,{"$nulls":8},"지급자재"]
["01020901","ZE020000013","TR-1","2200Wx2550Hx2500D(옥내)","면",1,{"$nulls":8},"지급자재"]
["01020901","ZE020000014","TR-2","2200Wx2550Hx2500D(옥내)","면",1,{"$nulls":8},"지급자재"]
["01020901","ZE020000015","TR-3","2200Wx2550Hx2500D(옥내)","면",1,{"$nulls":8},"지급자재"]
["01020901","ZE020000022","LV-1","800Wx2350Hx1500D(옥내)","면",1,{"$nulls":8},"지급자재"]
["01020901","ZE020000019","LV-2","800Wx2350Hx1500D(옥내)","면",1,{"$nulls":8},"지급자재"]
["01020901","ZE020000020","LV-3","800Wx2350Hx1500D(옥내)","면",1,{"$nulls":8},"지급자재"]
["01020901","ZE020000021","LV-5","800Wx2350Hx1500D(옥내)","면",1,{"$nulls":8},"지급자재"]
["01020901","ZE020000023","LV-4","800Wx2350Hx1500D(옥내)","면",1,{"$nulls":8},"지급자재"]
["01020901","ZE020000024","LV-6","800Wx2350Hx1500D(옥내)","면",1,{"$nulls":8},"지급자재"]
["01020901","ZE020000025","LV-7","800Wx2350Hx1500D(옥내)","면",1,{"$nulls":8},"지급자재"]
["01020901","ZE020000026","LV-8","800Wx2350Hx1500D(옥내)","면",1,{"$nulls":8},"지급자재"]
["01020901","ZE020000027","LV-9","800Wx2350Hx1500D(옥내)","면",1,{"$nulls":8},"지급자재"]
["01020901","ZE020000028","LV-R","800Wx2350Hx1500D(옥내)","면",1,{"$nulls":8},"지급자재"]
["01020901","ZE020000029","LV-B","800Wx2350Hx1500D(옥내)","면",1,{"$nulls":8},"지급자재"]
["01020901","ZE020000106","발전기","500KW/625KVA","대",1,{"$nulls":8},"지급자재"]
{"$rows_empty":23}
[null,null,"[ 합           계 ]"]
[null,null,"01020902  전력제어설비공사"]
["01020902","5695EA02160","강제전선관배관","아연도 16MM","M",33,{"$nulls":8},""]
["01020902","5695EA02161","강제전선관배관","아연도 22MM","M",17,{"$nulls":8},""]
["01020902","5695EA02162","강제전선관배관","아연도 28MM","M",17,{"$nulls":8},""]
["01020902","59759017051","강재전선관용 부품","파이프크램프, 16 C","개",14,{"$nulls":8},""]
["01020902","59759017052","강재전선관용 부품","파이프크램프, 22 C","개",7,{"$nulls":8},""]
["01020902","59759017053","강재전선관용 부품","파이프크램프, 28 C","개",7,{"$nulls":8},""]
["01020902","5695EB02012","관내배선","HIV 2.0mm","M",5,{"$nulls":8},""]
["01020902","5695EB11027","전력케이블신설(구내)","CV 2.0㎟*2C","M",9,{"$nulls":8},""]
["01020902","5695EB11037","전력케이블신설(구내)","CV 5.5㎟*3C","M",16,{"$nulls":8},""]
["01020902","5695EC12034","제어용케이블신설","CVV 1.25㎟ x3C","M",115,{"$nulls":8},""]
["01020902","5695EC19020","제어용케이블신설","CVVS 1.25㎟ x2C","M",125,{"$nulls":8},""]
["01020902","5695EC20049","제어용케이블신설","CVVS 1.25㎟ x4C","M",91,{"$nulls":8},""]
["01020902","5695EC20085","제어용케이블신설","CVVS 1.25㎟ x8C","M",90,{"$nulls":8},""]
["01020902","5695TB09011","전선","TIV 1.0*2C","M",16,{"$nulls":8},""]
["01020902","5695EC29003","CABLE","LIREV 0.64mm x2P","M",108,{"$nulls":8},"",null,null,0,0,0]
["01020902","5695EC29004","CABLE","MVVS 0.9mm x2C","M",16,{"$nulls":8},"",null,null,0,0,0]
["01020902","56950140200","파이프지지대"," W200","개소",7,{"$nulls":8},""]
["01020902","5695N020151","중앙관제장치","전력제어","식",1,{"$nulls":8},""]
[]
[]
[]
[]
[]
[]
[null,null,"[ 합           계 ]"]
[null,null,"01021001  기계실동력설비공사"]
["01021001","5695EA02161","강제전선관배관","아연도 22MM","M",230.1,{"$nulls":8},""]
["01021001","5695EA02163","강제전선관배관","아연도 36MM","M",16.4,{"$nulls":8},"",null,null,0,0,0]
["01021001","5695EA02164","강제전선관배관","아연도 42MM","M",30.3,{"$nulls":8},""]
["01021001","5695EA02165","강제전선관배관","아연도 54MM","M",10.1,{"$nulls":8},""]
["01021001","5695EA02166","강제전선관배관","아연도 70MM","M",9,{"$nulls":8},""]
["01021001","5695EA05170","후렉시블전선관","22MM(방수형)","M",44.2,{"$nulls":8},""]
["01021001","5695EA05172","후렉시블전선관","36MM(방수형)","M",1,{"$nulls":8},"",null,null,0,0,0]
["01021001","5695EA05173","후렉시블전선관","42MM(방수형)","M",2,{"$nulls":8},""]
["01021001","5695EA05174","후렉시블전선관","54MM(방수형)","M",1,{"$nulls":8},""]
["01021001","5695EA05175","후렉시블전선관","70MM(방수형)","M",1,{"$nulls":8},""]
["01021001","59753017064","1종가요관 부속품","박스커넥터-비닐, 22mm 방수","개",64,{"$nulls":8},""]
["01021001","59753017066","1종가요관 부속품","박스커넥터-비닐, 36mm 방수","개",2,{"$nulls":8},"",null,null,0,0,0]
["01021001","59753017067","1종가요관 부속품","박스커넥터-비닐, 42mm 방수","개",4,{"$nulls":8},""]
["01021001","59753017068","1종가요관 부속품","박스커넥터-비닐, 54mm 방수","개",2,{"$nulls":8},""]
["01021001","59753017069","1종가요관 부속품","박스커넥터-비닐, 70mm 방수","개",2,{"$nulls":8},""]
["01021001","59759017062","강재전선관용 부품","노말밴드, 아연도 36 mm","개",2,{"$nulls":8},""]
["01021001","59759017063","강재전선관용 부품","노말밴드, 아연도 42 mm","개",4,{"$nulls":8},""]
["01021001","59759017064","강재전선관용 부품","노말밴드, 아연도 54 mm","개",2,{"$nulls":8},""]
["01021001","59759017065","강재전선관용 부품","노말밴드, 아연도 70 mm","개",1,{"$nulls":8},""]
["01021001","59759017052","강재전선관용 부품","파이프크램프, 22 C","개",88,{"$nulls":8},""]
["01021001","59759017054","강재전선관용 부품","파이프크램프, 36 C","개",5,{"$nulls":8},"",null,null,0,0,0]
["01021001","59759017055","강재전선관용 부품","파이프크램프, 42 C","개",7,{"$nulls":8},""]
["01021001","5695EH01092","조인트박스설치","100x100x100","개",14,{"$nulls":8},"",null,null,0,0,0]
["01021001","5695EH01700","PULL BOX","150x150x100","개",5,{"$nulls":8},""]
["01021001","5695EB03071","관내배선","GV 2.0mm","M",189.5,{"$nulls":8},"",null,null,0,0,0]
["01021001","5695EB03080","관내배선","GV 5.5㎟","M",17.4,{"$nulls":8},""]
["01021001","5695EB03081","관내배선","GV 8㎟","M",32.3,{"$nulls":8},""]
["01021001","5695EB03082","관내배선","GV 14㎟","M",11.1,{"$nulls":8},""]
["01021001","5695EB03083","관내배선","GV 22㎟","M",10,{"$nulls":8},""]
["01021001","5695EB22017","트레이용 난연 전력케이블(구내)","F-CV 50㎟","M",88.4,{"$nulls":8},""]
["01021001","5695EB21018","트레이용 난연 전력케이블(구내)","F-CV 80㎟","M",74,{"$nulls":8},""]
["01021001","5695EB21027","트레이용 난연 전력케이블(구내)","F-CV 2.0㎟*2C","M",262.5,{"$nulls":8},""]
["01021001","5695EB21035","트레이용 난연 전력케이블(구내)","F-CV 2.0㎟*3C","M",147,{"$nulls":8},""]
["01021001","5695EC32054","트레이용 난연 제어용케이블","F-CVV 1.25㎟ x5C","M",65.4,{"$nulls":8},""]
["01021001","5695EC51005","내화전선","FR-8 5.5㎟ x1C","M",161.4,{"$nulls":8},""]
["01021001","5695EC51008","내화전선","FR-8 22㎟ x1C","M",307.8,{"$nulls":8},""]
["01021001","5695EC61055","내열전선","FR-3 2.0㎟ x5C","M",28.7,{"$nulls":8},""]
["01021001","5695EQ31012","단말처리(압착터미날포함)","14MM2","조",2,{"$nulls":8},""]
["01021001","5695EQ31013","단말처리(압착터미날포함)","22MM2","조",26,{"$nulls":8},""]
["01021001","5695EQ31024","단말처리(압착터미날포함)","50MM2","조",8,{"$nulls":8},""]
["01021001","5695EQ31016","단말처리(압착터미날포함)","80MM2","조",8,{"$nulls":8},""]
["01021001","56950180001","동력배관지지가대","모타배관지지","개소",6,{"$nulls":8},""]
["01021001","56950120022","파이프행가"," 22 C","개소",43,{"$nulls":8},""]
["01021001","56950120036","파이프행가"," 36 C","개소",4,{"$nulls":8},"",null,null,0,0,0]
["01021001","56950120042","파이프행가"," 42 C","개소",8,{"$nulls":8},""]
["01021001","56950120054","파이프행가"," 54 C","개소",3,{"$nulls":8},""]
["01021001","56950120070","파이프행가"," 70 C","개소",3,{"$nulls":8},""]
["01021001","56950140100","파이프지지대"," W100","개소",3,{"$nulls":8},"",null,null,0,0,0]
["01021001","56950140300","파이프지지대"," W300","개소",6,{"$nulls":8},""]
["01021001","56950140400","파이프지지대"," W400","개소",1,{"$nulls":8},""]
["01021001","56950140500","파이프지지대"," W500","개소",4,{"$nulls":8},""]
["01021001","5695N020004","MCC-P","600W*2350H*600D(옥내)","면",1,{"$nulls":8},""]
["01021001","5695N020005","MCC-F","600W*2350H*600D(옥내)","면",1,{"$nulls":8},""]
["01021001","5695N020006","MCC-N","600W*2350H*600D(옥내)","면",1,{"$nulls":8},""]
{"$rows_empty":22}
[null,null,"[ 합           계 ]"]
[null,null,"01021101  경비실전기공사"]
["01021101","5695EA01141","PVC PIPE 배관","HI 16MM","M",86.3,{"$nulls":8},"",null,null,0,0,0]
["01021101","5695EA05160","후렉시블전선관","16MM","M",4,{"$nulls":8},"",null,null,0,0,0]
["01021101","59753017043","1종가요관 부속품","박스커넥터, 16 mm 비방수","개",8,{"$nulls":8},"",null,null,0,0,0]
["01021101","5695EA11010","PVC박스 신설","HI SW박스 1G","개",20,{"$nulls":8},"",null,null,0,0,0]
["01021101","5695EA11011","PVC박스 신설","HI SW박스 2G","개",2,{"$nulls":8},""]
["01021101","5695EA11013","PVC박스 신설","HI 콘크리트8각 75","개",8,{"$nulls":8},"",null,null,0,0,0]
["01021101","5695EB02012","관내배선","HIV 2.0mm","M",237.5,{"$nulls":8},"",null,null,0,0,0]
["01021101","5695EB03071","관내배선","GV 2.0mm","M",65,{"$nulls":8},""]
["01021101","59400247001","와이어콘넥터","3.5 ㎟ x 2가닥","개",24,{"$nulls":8},"",null,null,0,0,0]
["01021101","5695ED09010","와이드스위치신설(90MM)","매입대각형 1P","개",4,{"$nulls":8},"",null,null,0,0,0]
["01021101","5695ED01115","콘센트신설","매입접지극무 2구 15A250V","개",4,{"$nulls":8},"",null,null,0,0,0]
["01021101","5695ED01111","콘센트신설","매입접지극부 2구 15A250V","개",14,{"$nulls":8},""]
["01021101","56950280010","등기구보강","M바 표준형","SET",4,{"$nulls":8},"",null,null,0,0,0]
["01021101","5695EZ90026","매입개방(I)","FL 32W x2","SET",4,{"$nulls":8},""]
["01021101","5695EZ90031","직부등(L)","EL 20W","SET",4,{"$nulls":8},""]
["01021101","5695N020110","L-G","400W*500H*160D(옥내)","면",4,{"$nulls":8},""]
{"$rows_empty":8}
[null,null,"[ 합           계 ]"]
[null,null,"01021201  옥외외등설비공사"]
["01021201","5695EA01141","PVC PIPE 배관","HI 16MM","M",1669,{"$nulls":8},"",null,null,0,0,0]
["01021201","5695EA01142","PVC PIPE 배관","HI 22MM","M",1672.5,{"$nulls":8},""]
["01021201","5695EA01143","PVC PIPE 배관","HI 28MM","M",255,{"$nulls":8},"",null,null,0,0,0]
["01021201","5695EA01144","PVC PIPE 배관","HI 36MM","M",106,{"$nulls":8},""]
["01021201","5695EB11027","전력케이블신설(구내)","CV 2.0㎟*2C","M",1886.5,{"$nulls":8},""]
["01021201","5695EB11029","전력케이블신설(구내)","CV 5.5㎟*2C","M",1318,{"$nulls":8},""]
["01021201","5695EB11030","전력케이블신설(구내)","CV 8㎟*2C","M",434.5,{"$nulls":8},""]
["01021201","5695EB11031","전력케이블신설(구내)","CV 14㎟*2C","M",270,{"$nulls":8},""]
["01021201","5695EB11032","전력케이블신설(구내)","CV 22㎟*2C","M",112.5,{"$nulls":8},""]
["01021201","5695EP03110","케이블표지시트","0.23x400","M",2426.5,{"$nulls":8},"",null,null,0,0,0]
["01021201","56930220020","터파기(백호우90%,인력10%)","보통토사","M3",502.8,{"$nulls":8},""]
["01021201","56930240021","되메우기(백호우90%,인력10%)","보통토사","M3",502.8,{"$nulls":8},""]
["01021201","56950240050","관로구방수","D50","개소",6,{"$nulls":8},"",null,null,0,0,0]
["01021201","5695CSE1235","외등기초","접지(유)","개소",20,{"$nulls":8},""]
["01021201","5695CSE1236","외등기초","접지(무)","개소",15,{"$nulls":8},""]
["01021201","5695CSE1240","조경등기초","접지(유)","개소",11,{"$nulls":8},""]
["01021201","5695CSE1241","조경등기초","접지(무)","개소",12,{"$nulls":8},""]
["01021201","5695EZ90039","메탈할라이트(OL)","MH 175W x1","SET",35,{"$nulls":8},""]
[]
[]
[]
[]
[]
[]
[null,null,"[ 합           계 ]"]
[null,null,"01021202  옥외전력간선공사"]
["01021202","5695EA02162","강제전선관배관","아연도 28MM","M",64.9,{"$nulls":8},"",null,null,0,0,0]
["01021202","59759017061","강재전선관용 부품","노말밴드, 아연도 28 mm","개",8,{"$nulls":8},"",null,null,0,0,0]
["01021202","59759017053","강재전선관용 부품","파이프크램프, 28 C","개",6,{"$nulls":8},"",null,null,0,0,0]
["01021202","5695EH01700","PULL BOX","150x150x100","개",3,{"$nulls":8},"",null,null,0,0,0]
["01021202","5695EB03081","관내배선","GV 8㎟","M",130.4,{"$nulls":8},""]
["01021202","5695EB03082","관내배선","GV 14㎟","M",30,{"$nulls":8},"",null,null,0,0,0]
["01021202","5695EB03083","관내배선","GV 22㎟","M",32.5,{"$nulls":8},""]
["01021202","5695EB11031","전력케이블신설(구내)","CV 14㎟*2C","M",99.4,{"$nulls":8},"",null,null,0,0,0]
["01021202","5695EB21018","트레이용 난연 전력케이블(구내)","F-CV 80㎟","M",902.8,{"$nulls":8},""]
["01021202","5695EB21019","트레이용 난연 전력케이블(구내)","F-CV 100㎟","M",2641.2,{"$nulls":8},""]
["01021202","5695EB21020","트레이용 난연 전력케이블(구내)","F-CV 125㎟","M",919.2,{"$nulls":8},""]
["01021202","5695EB21021","트레이용 난연 전력케이블(구내)","F-CV 150㎟","M",2414.8,{"$nulls":8},""]
["01021202","5695EB21043","트레이용 난연 전력케이블(구내)","F-CV 8㎟*4C","M",143.3,{"$nulls":8},""]
["01021202","5695EB21044","트레이용 난연 전력케이블(구내)","F-CV 14㎟*4C","M",196,{"$nulls":8},""]
["01021202","5695EB21045","트레이용 난연 전력케이블(구내)","F-CV 22㎟*4C","M",139.9,{"$nulls":8},""]
["01021202","5695EC51010","내화전선","FR-8 30㎟ x1C","M",595.2,{"$nulls":8},""]
["01021202","5695EC51011","내화전선","FR-8 38㎟ x1C","M",120,{"$nulls":8},""]
["01021202","5695EC51012","내화전선","FR-8 50㎟ x1C","M",553.6,{"$nulls":8},""]
["01021202","5695EC51013","내화전선","FR-8 60㎟ x1C","M",1652,{"$nulls":8},""]
["01021202","5695EC51014","내화전선","FR-8 80㎟ x1C","M",2521.2,{"$nulls":8},""]
["01021202","5695EC51015","내화전선","FR-8 100㎟ x1C","M",2324.8,{"$nulls":8},""]
["01021202","5695EC51407","내화전선","FR-8 14㎟ x4C","M",140.3,{"$nulls":8},""]
["01021202","5695EC51408","내화전선","FR-8 22㎟ x4C","M",258.7,{"$nulls":8},""]
["01021202","5695EQ31012","단말처리(압착터미날포함)","14MM2","조",58,{"$nulls":8},"",null,null,0,0,0]
["01021202","5695EQ31013","단말처리(압착터미날포함)","22MM2","조",26,{"$nulls":8},""]
["01021202","5695EQ31023","단말처리(압착터미날포함)","30MM2","조",8,{"$nulls":8},""]
["01021202","5695EQ31014","단말처리(압착터미날포함)","38MM2","조",8,{"$nulls":8},"",null,null,0,0,0]
["01021202","5695EQ31024","단말처리(압착터미날포함)","50MM2","조",8,{"$nulls":8},""]
["01021202","5695EZ03552","동관단자","60MM2","개",24,{"$nulls":8},""]
["01021202","5695EZ03553","동관단자","80MM2","개",48,{"$nulls":8},""]
["01021202","5695EZ03554","동관단자","100MM2","개",56,{"$nulls":8},""]
["01021202","5695EZ03555","동관단자","125MM2","개",16,{"$nulls":8},""]
["01021202","5695EZ03556","동관단자","150MM2","개",24,{"$nulls":8},""]
["01021202","56950120028","파이프행가"," 28 C","개소",28,{"$nulls":8},"",null,null,0,0,0]
{"$rows_empty":16}
[null,null,"[ 합           계 ]"]
[null,null,"01021203  CABLE TRAY설치공사"]
["01021203","5695EJ01150","CABLE TRAY(AL제)","사다리형 W-150","M",575,{"$nulls":8},""]
["01021203","5695EJ01153","CABLE TRAY(AL제)","사다리형 W-300","M",190,{"$nulls":8},""]
["01021203","5695EJ01156","CABLE TRAY(AL제)","사다리형 W-450","M",77,{"$nulls":8},""]
["01021203","5695EJ01159","CABLE TRAY(AL제)","사다리형 W-600","M",28,{"$nulls":8},""]
["01021203","5695EJ01161","CABLE TRAY(AL제)","사다리형 W-700","M",47,{"$nulls":8},""]
["01021203","59754967901","케이블트레이부속품","AL HOR. ELBOW, W150 x H100","개",34,{"$nulls":8},""]
["01021203","59754967916","케이블트레이부속품","AL HOR. ELBOW, W300 x H100","개",9,{"$nulls":8},""]
["01021203","59754967931","케이블트레이부속품","AL HOR. ELBOW, W450 x H100","개",2,{"$nulls":8},""]
["01021203","59754967946","케이블트레이부속품","AL HOR. ELBOW, W600 x H100","개",1,{"$nulls":8},""]
["01021203","59754967948","케이블트레이부속품","AL HOR. ELBOW, W750 x H100","개",1,{"$nulls":8},""]
["01021203","59754967951","케이블트레이부속품","AL VER. ELBOW, W150 x H100","개",20,{"$nulls":8},""]
["01021203","59754967966","케이블트레이부속품","AL VER. ELBOW, W300 x H100","개",7,{"$nulls":8},""]
["01021203","59754967998","케이블트레이부속품","AL VER. ELBOW, W750 x H100","개",7,{"$nulls":8},""]
["01021203","59754968001","케이블트레이부속품","AL HOR. TEE, W150 x H100","개",1,{"$nulls":8},""]
["01021203","59754968016","케이블트레이부속품","AL HOR. TEE, W300 x H100","개",8,{"$nulls":8},""]
["01021203","59754968046","케이블트레이부속품","AL HOR. TEE, W600 x H100","개",2,{"$nulls":8},""]
["01021203","59754968048","케이블트레이부속품","AL HOR. TEE, W750 x H100","개",8,{"$nulls":8},""]
["01021203","59754968131","케이블트레이부속품","AL VER. CROSS, W450 x H100","개",1,{"$nulls":8},""]
["01021203","59754968203","REDUCER H100","W300 → W150","개",2,{"$nulls":8},""]
["01021203","59754968204","REDUCER H100","W300 → W200","개",5,{"$nulls":8},""]
["01021203","59754968205","REDUCER H100","W450 → W200","개",2,{"$nulls":8},""]
["01021203","59754968206","REDUCER H100","W450 → W300","개",1,{"$nulls":8},""]
["01021203","59754968207","REDUCER H100","W600 → W300","개",1,{"$nulls":8},""]
["01021203","59754968208","REDUCER H100","W600 → W450","개",1,{"$nulls":8},""]
["01021203","59754968209","REDUCER H100","W700 → W300","개",2,{"$nulls":8},""]
["01021203","59754968210","REDUCER H100","W700 → W450","개",2,{"$nulls":8},""]
["01021203","59754968301","케이블트레이부속품","JOINT CONNECTOR, Al W100×H70","개",1088,{"$nulls":8},""]
["01021203","59754967521","케이블트레이부속품","SHANK BOLT & NUT, 아연도","개",8704,{"$nulls":8},""]
["01021203","59754967561","케이블트레이부속품","BONDING JUMPER, 38㎟","개",544,{"$nulls":8},""]
["01021203","59754967571","케이블트레이부속품","HOLD DOWN CLAMP, 아연도","개",1038,{"$nulls":8},""]
["01021203","59754967581","케이블트레이부속품","찬넬스프링 너트, 아연도","개",1038,{"$nulls":8},""]
["01021203","56950160150","케이블트레이지지대"," W150","개소",24,{"$nulls":8},""]
["01021203","56950160152","케이블트레이지지대"," W150-2단","개소",251,{"$nulls":8},""]
["01021203","56950160220","케이블트레이지지대"," W200-2단","개소",40,{"$nulls":8},""]
["01021203","56950160300","케이블트레이지지대"," W300","개소",9,{"$nulls":8},""]
["01021203","56950160320","케이블트레이지지대"," W300-2단","개소",70,{"$nulls":8},""]
["01021203","56950160420","케이블트레이지지대"," W400-2단","개소",40,{"$nulls":8},""]
["01021203","56950160452","케이블트레이지지대"," W450-2단","개소",33,{"$nulls":8},""]
["01021203","56950160552","케이블트레이지지대"," W550-2단","개소",32,{"$nulls":8},""]
["01021203","56950160620","케이블트레이지지대"," W600-2단","개소",9,{"$nulls":8},""]
["01021203","56950160750","케이블트레이지지대"," W750","개소",2,{"$nulls":8},""]
["01021203","56950160752","케이블트레이지지대"," W750-2단","개소",9,{"$nulls":8},""]
{"$rows_empty":8}
[null,null,"[ 합           계 ]"]
[null,null,"01030101  전력간선공사"]
["01030101","5695EA01141","PVC PIPE 배관","HI 16MM","M",14.4,{"$nulls":8},"",null,null,0,0,0]
["01030101","5695EA01143","PVC PIPE 배관","HI 28MM","M",63.8,{"$nulls":8},""]
["01030101","5695EA01146","PVC PIPE 배관","HI 54MM","M",52.7,{"$nulls":8},""]
["01030101","CSES0020004","경질비닐전선관용 부품","노말밴드,HI 28C","EA",15,{"$nulls":8},""]
["01030101","CSES0020007","경질비닐전선관용 부품","노말밴드,HI 54C","EA",1,{"$nulls":8},""]
["01030101","5695EB02012","관내배선","HIV 2.0mm","M",7.4,{"$nulls":8},""]
["01030101","5695EB02016","관내배선","HIV 14㎟","M",322.8,{"$nulls":8},""]
["01030101","5695EB03071","관내배선","GV 2.0mm","M",3.7,{"$nulls":8},"",null,null,0,0,0]
["01030101","5695EB03080","관내배선","GV 5.5㎟","M",80.7,{"$nulls":8},"",null,null,0,0,0]
["01030101","5695EB03082","관내배선","GV 14㎟","M",19.7,{"$nulls":8},"",null,null,0,0,0]
["01030101","5695EB11016","전력케이블신설(구내)","CV 38㎟","M",214.8,{"$nulls":8},""]
["01030101","5695EZ02012","접지","E3","개소",1,{"$nulls":8},"",null,null,0,0,0]
["01030101","59751777102","접지첨가제","접지저항저감제,아스판,10 Kg","개",1,{"$nulls":8},"",null,null,0,0,0]
["01030101","5695EQ31012","단말처리(압착터미날포함)","14MM2","조",40,{"$nulls":8},""]
["01030101","5695EQ31014","단말처리(압착터미날포함)","38MM2","조",8,{"$nulls":8},"",null,null,0,0,0]
["01030101","5695EP03110","케이블표지시트","0.23x400","M",50,{"$nulls":8},""]
["01030101","56930220020","터파기(백호우90%,인력10%)","보통토사","M3",9,{"$nulls":8},""]
["01030101","56930240021","되메우기(백호우90%,인력10%)","보통토사","M3",9,{"$nulls":8},""]
["01030101","56950240050","관로구방수","D50","개소",3,{"$nulls":8},"",null,null,0,0,0]
["01030101","56950240100","관로구방수","D100","개소",3,{"$nulls":8},""]
["01030101","56950200060","핸드홀","600x600x600","개소",1,{"$nulls":8},""]
["01030101","5695N020073","L-MA","1000W*1200H*200D(옥내)","면",1,{"$nulls":8},""]
["01030101","5695N020075","LP-SA,SB,SC,SD,SE","500W*600H*180D(옥내)","면",5,{"$nulls":8},""]
[]
[null,null,"[ 합           계 ]"]
[null,null,"01030102  전등설비공사"]
["01030102","5695EA01141","PVC PIPE 배관","HI 16MM","M",107,{"$nulls":8},"",null,null,0,0,0]
["01030102","5695EA01142","PVC PIPE 배관","HI 22MM","M",51.6,{"$nulls":8},""]
["01030102","5695EA05160","후렉시블전선관","16MM","M",36,{"$nulls":8},"",null,null,0,0,0]
["01030102","59753017043","1종가요관 부속품","박스커넥터, 16 mm 비방수","개",72,{"$nulls":8},"",null,null,0,0,0]
["01030102","5695EA11010","PVC박스 신설","HI SW박스 1G","개",17,{"$nulls":8},"",null,null,0,0,0]
["01030102","5695EA11011","PVC박스 신설","HI SW박스 2G","개",1,{"$nulls":8},""]
["01030102","5695EA11012","PVC박스 신설","HI 콘크리트4각 75","개",8,{"$nulls":8},"",null,null,0,0,0]
["01030102","5695EA11013","PVC박스 신설","HI 콘크리트8각 75","개",30,{"$nulls":8},"",null,null,0,0,0]
["01030102","5695EB02012","관내배선","HIV 2.0mm","M",585.7,{"$nulls":8},"",null,null,0,0,0]
["01030102","59400247001","와이어콘넥터","3.5 ㎟ x 2가닥","개",114,{"$nulls":8},"",null,null,0,0,0]
["01030102","5695ED09010","와이드스위치신설(90MM)","매입대각형 1P","개",6,{"$nulls":8},"",null,null,0,0,0]
["01030102","5695ED09011","와이드스위치신설(90MM)","매입대각형 2연용 1P","개",1,{"$nulls":8},""]
["01030102","5695ED09012","와이드스위치신설(90MM)","매입대각형 3연용 1P","개",1,{"$nulls":8},""]
["01030102","5695ED09013","와이드스위치신설(90MM)","매입대각형 4연용 1P","개",1,{"$nulls":8},""]
["01030102","5695ED01119","콘센트신설","매입접지극무 1구 15A250V","개",9,{"$nulls":8},""]
["01030102","56950280010","등기구보강","M바 표준형","SET",31,{"$nulls":8},""]
["01030102","5695EZ90026","매입개방(I)","FL 32W x2","SET",20,{"$nulls":8},""]
["01030102","5695EZ90027","매입개방(I1)","FL 20W x2","SET",11,{"$nulls":8},""]
["01030102","5695EZ90031","직부등(L)","EL 20W","SET",2,{"$nulls":8},""]
["01030102","5695EZ90034","DOWN LIGHT(O)","FPL 26W x2","SET",5,{"$nulls":8},""]
[]
[]
[]
[]
[null,null,"[ 합           계 ]"]
[null,null,"01030103  전열설비공사"]
["01030103","5695EA01141","PVC PIPE 배관","HI 16MM","M",269.7,{"$nulls":8},"",null,null,0,0,0]
["01030103","5695EA01142","PVC PIPE 배관","HI 22MM","M",30.3,{"$nulls":8},"",null,null,0,0,0]
["01030103","5695EA02161","강제전선관배관","아연도 22MM","M",3,{"$nulls":8},""]
["01030103","5695EA05169","후렉시블전선관","16MM(방수형)","M",4,{"$nulls":8},""]
["01030103","59753017063","1종가요관 부속품","박스커넥터-비닐, 16mm 방수","개",4,{"$nulls":8},""]
["01030103","5695EA11010","PVC박스 신설","HI SW박스 1G","개",23,{"$nulls":8},"",null,null,0,0,0]
["01030103","5695EA11011","PVC박스 신설","HI SW박스 2G","개",3,{"$nulls":8},"",null,null,0,0,0]
["01030103","5695EA11012","PVC박스 신설","HI 콘크리트4각 75","개",9,{"$nulls":8},""]
["01030103","5695EH01090","조인트박스설치","100x100x50","개",15,{"$nulls":8},""]
["01030103","5695EH01699","PULL BOX","100x100x100","개",1,{"$nulls":8},""]
["01030103","5695EB02011","관내배선","HIV 1.6mm","M",18,{"$nulls":8},""]
["01030103","5695EB02012","관내배선","HIV 2.0mm","M",743.2,{"$nulls":8},"",null,null,0,0,0]
["01030103","5695EB03071","관내배선","GV 2.0mm","M",341.3,{"$nulls":8},"",null,null,0,0,0]
["01030103","5695ED01110","콘센트신설","매입접지극부 1구 15A250V","개",6,{"$nulls":8},"",null,null,0,0,0]
["01030103","5695ED01111","콘센트신설","매입접지극부 2구 15A250V","개",18,{"$nulls":8},"",null,null,0,0,0]
["01030103","5695ED01113","콘센트신설(방우콘센트)","매입접지극부 1구 15A250V","개",2,{"$nulls":8},""]
["01030103","56950120022","파이프행가"," 22 C","개소",1,{"$nulls":8},""]
{"$rows_empty":7}
[null,null,"[ 합           계 ]"]
[null,null,"01030201  전력간선공사"]
["01030201","5695EA01141","PVC PIPE 배관","HI 16MM","M",17.2,{"$nulls":8},"",null,null,0,0,0]
["01030201","5695EA01143","PVC PIPE 배관","HI 28MM","M",41.7,{"$nulls":8},"",null,null,0,0,0]
["01030201","5695EA01146","PVC PIPE 배관","HI 54MM","M",52.5,{"$nulls":8},"",null,null,0,0,0]
["01030201","CSES0020004","경질비닐전선관용 부품","노말밴드,HI 28C","EA",12,{"$nulls":8},"",null,null,0,0,0]
["01030201","CSES0020007","경질비닐전선관용 부품","노말밴드,HI 54C","EA",1,{"$nulls":8},"",null,null,0,0,0]
["01030201","5695EB02012","관내배선","HIV 2.0mm","M",15.4,{"$nulls":8},"",null,null,0,0,0]
["01030201","5695EB02016","관내배선","HIV 14㎟","M",198.8,{"$nulls":8},"",null,null,0,0,0]
["01030201","5695EB03071","관내배선","GV 2.0mm","M",7.7,{"$nulls":8},"",null,null,0,0,0]
["01030201","5695EB03080","관내배선","GV 5.5㎟","M",49.7,{"$nulls":8},"",null,null,0,0,0]
["01030201","5695EB03082","관내배선","GV 14㎟","M",18.5,{"$nulls":8},"",null,null,0,0,0]
["01030201","5695EB11016","전력케이블신설(구내)","CV 38㎟","M",214,{"$nulls":8},"",null,null,0,0,0]
["01030201","5695EZ02012","접지","E3","개소",1,{"$nulls":8},"",null,null,0,0,0]
["01030201","59751777102","접지첨가제","접지저항저감제,아스판,10 Kg","개",1,{"$nulls":8},"",null,null,0,0,0]
["01030201","5695EQ31012","단말처리(압착터미날포함)","14MM2","조",32,{"$nulls":8},"",null,null,0,0,0]
["01030201","5695EQ31014","단말처리(압착터미날포함)","38MM2","조",8,{"$nulls":8},"",null,null,0,0,0]
["01030201","5695EP03110","케이블표지시트","0.23x400","M",50,{"$nulls":8},"",null,null,0,0,0]
["01030201","56930220020","터파기(백호우90%,인력10%)","보통토사","M3",9,{"$nulls":8},""]
["01030201","56930240021","되메우기(백호우90%,인력10%)","보통토사","M3",9,{"$nulls":8},""]
["01030201","56950240050","관로구방수","D50","개소",3,{"$nulls":8},"",null,null,0,0,0]
["01030201","56950240100","관로구방수","D100","개소",3,{"$nulls":8},"",null,null,0,0,0]
["01030201","56950200060","핸드홀","600x600x600","개소",1,{"$nulls":8},"",null,null,0,0,0]
["01030201","5695N020074","L-MB","1000W*1200H*180D(옥내)","면",1,{"$nulls":8},""]
["01030201","5695N020076","LP-SA,SB,SC,SD","500W*600H*180D(옥내)","면",4,{"$nulls":8},""]
[]
[null,null,"[ 합           계 ]"]
[null,null,"01030202  전등설비공사"]
["01030202","5695EA01141","PVC PIPE 배관","HI 16MM","M",122.2,{"$nulls":8},"",null,null,0,0,0]
["01030202","5695EA05160","후렉시블전선관","16MM","M",31,{"$nulls":8},"",null,null,0,0,0]
["01030202","59753017043","1종가요관 부속품","박스커넥터, 16 mm 비방수","개",62,{"$nulls":8},"",null,null,0,0,0]
["01030202","5695EA11010","PVC박스 신설","HI SW박스 1G","개",17,{"$nulls":8},"",null,null,0,0,0]
["01030202","5695EA11012","PVC박스 신설","HI 콘크리트4각 75","개",7,{"$nulls":8},"",null,null,0,0,0]
["01030202","5695EA11013","PVC박스 신설","HI 콘크리트8각 75","개",26,{"$nulls":8},"",null,null,0,0,0]
["01030202","5695EB02012","관내배선","HIV 2.0mm","M",459.4,{"$nulls":8},"",null,null,0,0,0]
["01030202","59400247001","와이어콘넥터","3.5 ㎟ x 2가닥","개",99,{"$nulls":8},"",null,null,0,0,0]
["01030202","5695ED09010","와이드스위치신설(90MM)","매입대각형 1P","개",1,{"$nulls":8},"",null,null,0,0,0]
["01030202","5695ED09011","와이드스위치신설(90MM)","매입대각형 2연용 1P","개",3,{"$nulls":8},"",null,null,0,0,0]
["01030202","5695ED09012","와이드스위치신설(90MM)","매입대각형 3연용 1P","개",5,{"$nulls":8},"",null,null,0,0,0]
["01030202","5695ED01119","콘센트신설","매입접지극무 1구 15A250V","개",8,{"$nulls":8},"",null,null,0,0,0]
["01030202","56950280010","등기구보강","M바 표준형","SET",20,{"$nulls":8},"",null,null,0,0,0]
["01030202","5695EZ90026","매입개방(I)","FL 32W x2","SET",16,{"$nulls":8},""]
["01030202","5695EZ90027","매입개방(I1)","FL 20W x2","SET",4,{"$nulls":8},""]
["01030202","5695EZ90031","직부등(L)","EL 20W","SET",2,{"$nulls":8},""]
["01030202","5695EZ90034","DOWN LIGHT(O)","FPL 26W x2","SET",11,{"$nulls":8},""]
{"$rows_empty":7}
[null,null,"[ 합           계 ]"]
[null,null,"01030203  전열설비공사"]
["01030203","5695EA01141","PVC PIPE 배관","HI 16MM","M",216.7,{"$nulls":8},"",null,null,0,0,0]
["01030203","5695EA02161","강제전선관배관","아연도 22MM","M",3,{"$nulls":8},"",null,null,0,0,0]
["01030203","5695EA05169","후렉시블전선관","16MM(방수형)","M",4,{"$nulls":8},"",null,null,0,0,0]
["01030203","59753017063","1종가요관 부속품","박스커넥터-비닐, 16mm 방수","개",4,{"$nulls":8},"",null,null,0,0,0]
["01030203","5695EA11010","PVC박스 신설","HI SW박스 1G","개",18,{"$nulls":8},"",null,null,0,0,0]
["01030203","5695EA11011","PVC박스 신설","HI SW박스 2G","개",4,{"$nulls":8},"",null,null,0,0,0]
["01030203","5695EA11012","PVC박스 신설","HI 콘크리트4각 75","개",8,{"$nulls":8},"",null,null,0,0,0]
["01030203","5695EH01090","조인트박스설치","100x100x50","개",12,{"$nulls":8},"",null,null,0,0,0]
["01030203","5695EH01699","PULL BOX","100x100x100","개",1,{"$nulls":8},"",null,null,0,0,0]
["01030203","5695EB02011","관내배선","HIV 1.6mm","M",18,{"$nulls":8},"",null,null,0,0,0]
["01030203","5695EB02012","관내배선","HIV 2.0mm","M",558.4,{"$nulls":8},"",null,null,0,0,0]
["01030203","5695EB03071","관내배선","GV 2.0mm","M",253.1,{"$nulls":8},"",null,null,0,0,0]
["01030203","5695ED01110","콘센트신설","매입접지극부 1구 15A250V","개",5,{"$nulls":8},"",null,null,0,0,0]
["01030203","5695ED01111","콘센트신설","매입접지극부 2구 15A250V","개",15,{"$nulls":8},"",null,null,0,0,0]
["01030203","5695ED01113","콘센트신설(방우콘센트)","매입접지극부 1구 15A250V","개",2,{"$nulls":8},"",null,null,0,0,0]
["01030203","56950120022","파이프행가"," 22 C","개소",1,{"$nulls":8},"",null,null,0,0,0]
{"$rows_empty":8}
[null,null,"[ 합           계 ]"]
[null,null,"02010101  소방설비공사"]
["02010101","5695EA01141","PVC PIPE 배관","HI 16MM","M",137.7,{"$nulls":8},""]
["02010101","5695EA01142","PVC PIPE 배관","HI 22MM","M",11.7,{"$nulls":8},""]
["02010101","5695EA01143","PVC PIPE 배관","HI 28MM","M",38,{"$nulls":8},""]
["02010101","5695EA02161","강제전선관배관","아연도 22MM","M",3.1,{"$nulls":8},""]
["02010101","5695EA04160","합성수지가요전선관","CD 16MM","M",1117.7,{"$nulls":8},""]
["02010101","5695EA05160","후렉시블전선관","16MM","M",3,{"$nulls":8},""]
["02010101","59753017043","1종가요관 부속품","박스커넥터, 16 mm 비방수","개",4,{"$nulls":8},""]
["02010101","CSES0020004","경질비닐전선관용 부품","노말밴드,HI 28C","EA",4,{"$nulls":8},""]
["02010101","5695EA11010","PVC박스 신설","HI SW박스 1G","개",4,{"$nulls":8},""]
["02010101","5695EA11011","PVC박스 신설","HI SW박스 2G","개",9,{"$nulls":8},""]
["02010101","5695EA11013","PVC박스 신설","HI 콘크리트8각 75","개",265,{"$nulls":8},""]
["02010101","5695EH01090","조인트박스설치","100x100x50","개",2,{"$nulls":8},""]
["02010101","5695EB02010","관내배선","HIV 1.2mm","M",2732.7,{"$nulls":8},""]
["02010101","5695EB02011","관내배선","HIV 1.6mm","M",442.6,{"$nulls":8},""]
["02010101","5695EB02012","관내배선","HIV 2.0mm","M",414.7,{"$nulls":8},""]
["02010101","5695EB02014","관내배선","HIV 5.5㎟","M",63.8,{"$nulls":8},""]
["02010101","5695EB03071","관내배선","GV 2.0mm","M",18.5,{"$nulls":8},""]
["02010101","5695EC80101","제어용케이블신설","HCVV-SB 1.2mm x1P","M",64,{"$nulls":8},""]
["02010101","5695EG05010","감지기","차동식","개",180,{"$nulls":8},""]
["02010101","5695EG05011","감지기","정온식","개",77,{"$nulls":8},""]
["02010101","5695EG05012","감지기","연기식","개",8,{"$nulls":8},""]
["02010101","5695EG04013","피난구유도등","중형","개",4,{"$nulls":8},""]
["02010101","5695EG04010","통로유도등","소형","개",9,{"$nulls":8},""]
["02010101","5695EG04500","통로유도표지","소형","개",19,{"$nulls":8},""]
["02010101","5695EG04501","피난구유도표지","소형","개",9,{"$nulls":8},""]
["02010101","5695N020304","R형 중계기","1/1","SET",11,{"$nulls":8},""]
["02010101","5695N020305","R형 중계기","2/1","SET",2,{"$nulls":8},""]
["02010101","5695N020306","R형 중계기","3/1","SET",1,{"$nulls":8},""]
["02010101","5695EG07110","비상콘센트","소화전내장형","개",3,{"$nulls":8},""]
["02010101","5695EG06020","비상경보세트","내장형","식",13,{"$nulls":8},""]
["02010101","5695N020302","중계기전원반","15A","SET",1,{"$nulls":8},""]
["02010101","56950120022","파이프행가"," 22 C","개소",1,{"$nulls":8},""]
{"$rows_empty":18}
[null,null,"[ 합           계 ]"]
[null,null,"02010102  방송설비공사"]
["02010102","5695EA01140","PVC PIPE 배관","HI 14MM","M",42.8,{"$nulls":8},""]
["02010102","5695EA02161","강제전선관배관","아연도 22MM","M",3.2,{"$nulls":8},"",null,null,0,0,0]
["02010102","5695EA04160","합성수지가요전선관","CD 16MM","M",501.1,{"$nulls":8},"",null,null,0,0,0]
["02010102","5695EA05160","후렉시블전선관","16MM","M",77,{"$nulls":8},"",null,null,0,0,0]
["02010102","59753017043","1종가요관 부속품","박스커넥터, 16 mm 비방수","개",154,{"$nulls":8},"",null,null,0,0,0]
["02010102","59759017052","강재전선관용 부품","파이프크램프, 22 C","개",2,{"$nulls":8},""]
["02010102","5695EA11010","PVC박스 신설","HI SW박스 1G","개",14,{"$nulls":8},"",null,null,0,0,0]
["02010102","5695EA11013","PVC박스 신설","HI 콘크리트8각 75","개",77,{"$nulls":8},"",null,null,0,0,0]
["02010102","5695EB02010","관내배선","HIV 1.2mm","M",1392.8,{"$nulls":8},"",null,null,0,0,0]
["02010102","5695TN04010","스피커","4각형 1W/3.5IN","개",77,{"$nulls":8},""]
["02010102","5695TN04014","스피커","벽부용 3W","개",14,{"$nulls":8},""]
["02010102","5695TM04016","약전단자함","10P(SUS)","개",1,{"$nulls":8},""]
["02010102","5695CSE1098","파이프지지","W 50","개소",2,{"$nulls":8},""]
{"$rows_empty":11}
[null,null,"[ 합           계 ]"]
[null,null,"02010201  소방설비공사"]
["02010201","5695EA01141","PVC PIPE 배관","HI 16MM","M",282.5,{"$nulls":8},"",null,null,0,0,0]
["02010201","5695EA01142","PVC PIPE 배관","HI 22MM","M",30.4,{"$nulls":8},"",null,null,0,0,0]
["02010201","5695EA01143","PVC PIPE 배관","HI 28MM","M",111.3,{"$nulls":8},"",null,null,0,0,0]
["02010201","5695EA02161","강제전선관배관","아연도 22MM","M",4.9,{"$nulls":8},"",null,null,0,0,0]
["02010201","5695EA04160","합성수지가요전선관","CD 16MM","M",1822.4,{"$nulls":8},"",null,null,0,0,0]
["02010201","5695EA05160","후렉시블전선관","16MM","M",3,{"$nulls":8},"",null,null,0,0,0]
["02010201","59753017043","1종가요관 부속품","박스커넥터, 16 mm 비방수","개",4,{"$nulls":8},"",null,null,0,0,0]
["02010201","CSES0020004","경질비닐전선관용 부품","노말밴드,HI 28C","EA",8,{"$nulls":8},"",null,null,0,0,0]
["02010201","5695EA11010","PVC박스 신설","HI SW박스 1G","개",8,{"$nulls":8},"",null,null,0,0,0]
["02010201","5695EA11011","PVC박스 신설","HI SW박스 2G","개",22,{"$nulls":8},"",null,null,0,0,0]
["02010201","5695EA11013","PVC박스 신설","HI 콘크리트8각 75","개",420,{"$nulls":8},"",null,null,0,0,0]
["02010201","5695EH01090","조인트박스설치","100x100x50","개",2,{"$nulls":8},"",null,null,0,0,0]
["02010201","5695EB02010","관내배선","HIV 1.2mm","M",4154,{"$nulls":8},"",null,null,0,0,0]
["02010201","5695EB02011","관내배선","HIV 1.6mm","M",1092,{"$nulls":8},"",null,null,0,0,0]
["02010201","5695EB02012","관내배선","HIV 2.0mm","M",1008.8,{"$nulls":8},"",null,null,0,0,0]
["02010201","5695EB02014","관내배선","HIV 5.5㎟","M",153.8,{"$nulls":8},"",null,null,0,0,0]
["02010201","5695EB03071","관내배선","GV 2.0mm","M",42.7,{"$nulls":8},"",null,null,0,0,0]
["02010201","5695EC80101","제어용케이블신설","HCVV-SB 1.2mm x1P","M",165.3,{"$nulls":8},"",null,null,0,0,0]
["02010201","5695EG05010","감지기","차동식","개",288,{"$nulls":8},"",null,null,0,0,0]
["02010201","5695EG05011","감지기","정온식","개",104,{"$nulls":8},"",null,null,0,0,0]
["02010201","5695EG05012","감지기","연기식","개",28,{"$nulls":8},"",null,null,0,0,0]
["02010201","5695EG04013","피난구유도등","중형","개",10,{"$nulls":8},"",null,null,0,0,0]
["02010201","5695EG04010","통로유도등","소형","개",20,{"$nulls":8},"",null,null,0,0,0]
["02010201","5695EG04500","통로유도표지","소형","개",38,{"$nulls":8},"",null,null,0,0,0]
["02010201","5695EG04501","피난구유도표지","소형","개",18,{"$nulls":8},"",null,null,0,0,0]
["02010201","5695N020304","R형 중계기","1/1","SET",23,{"$nulls":8},""]
["02010201","5695N020305","R형 중계기","2/1","SET",3,{"$nulls":8},""]
["02010201","5695N020306","R형 중계기","3/1","SET",2,{"$nulls":8},""]
["02010201","5695EG07110","비상콘센트","소화전내장형","개",7,{"$nulls":8},"",null,null,0,0,0]
["02010201","5695EG06020","비상경보세트","내장형","식",27,{"$nulls":8},"",null,null,0,0,0]
["02010201","5695N020302","중계기전원반","15A","SET",1,{"$nulls":8},""]
["02010201","56950120022","파이프행가"," 22 C","개소",1,{"$nulls":8},"",null,null,0,0,0]
{"$rows_empty":18}
[null,null,"[ 합           계 ]"]
[null,null,"02010202  방송설비공사"]
["02010202","5695EA01140","PVC PIPE 배관","HI 14MM","M",102,{"$nulls":8},"",null,null,0,0,0]
["02010202","5695EA02161","강제전선관배관","아연도 22MM","M",3.2,{"$nulls":8},"",null,null,0,0,0]
["02010202","5695EA04160","합성수지가요전선관","CD 16MM","M",754.6,{"$nulls":8},"",null,null,0,0,0]
["02010202","5695EA05160","후렉시블전선관","16MM","M",104,{"$nulls":8},"",null,null,0,0,0]
["02010202","59753017043","1종가요관 부속품","박스커넥터, 16 mm 비방수","개",208,{"$nulls":8},"",null,null,0,0,0]
["02010202","59759017052","강재전선관용 부품","파이프크램프, 22 C","개",2,{"$nulls":8},"",null,null,0,0,0]
["02010202","5695EA11010","PVC박스 신설","HI SW박스 1G","개",15,{"$nulls":8},"",null,null,0,0,0]
["02010202","5695EA11013","PVC박스 신설","HI 콘크리트8각 75","개",104,{"$nulls":8},"",null,null,0,0,0]
["02010202","5695EB02010","관내배선","HIV 1.2mm","M",2202,{"$nulls":8},"",null,null,0,0,0]
["02010202","5695TN04010","스피커","4각형 1W/3.5IN","개",104,{"$nulls":8},"",null,null,0,0,0]
["02010202","5695TN04014","스피커","벽부용 3W","개",15,{"$nulls":8},"",null,null,0,0,0]
["02010202","5695TM04016","약전단자함","10P(SUS)","개",1,{"$nulls":8},"",null,null,0,0,0]
["02010202","5695CSE1098","파이프지지","W 50","개소",2,{"$nulls":8},"",null,null,0,0,0]
{"$rows_empty":11}
[null,null,"[ 합           계 ]"]
[null,null,"02010301  소방설비공사"]
["02010301","5695EA01141","PVC PIPE 배관","HI 16MM","M",346.3,{"$nulls":8},"",null,null,0,0,0]
["02010301","5695EA01142","PVC PIPE 배관","HI 22MM","M",35.3,{"$nulls":8},"",null,null,0,0,0]
["02010301","5695EA01143","PVC PIPE 배관","HI 28MM","M",116.4,{"$nulls":8},"",null,null,0,0,0]
["02010301","5695EA02161","강제전선관배관","아연도 22MM","M",4.9,{"$nulls":8},"",null,null,0,0,0]
["02010301","5695EA04160","합성수지가요전선관","CD 16MM","M",1914.1,{"$nulls":8},"",null,null,0,0,0]
["02010301","5695EA05160","후렉시블전선관","16MM","M",5,{"$nulls":8},"",null,null,0,0,0]
["02010301","59753017043","1종가요관 부속품","박스커넥터, 16 mm 비방수","개",8,{"$nulls":8},"",null,null,0,0,0]
["02010301","CSES0020004","경질비닐전선관용 부품","노말밴드,HI 28C","EA",8,{"$nulls":8},"",null,null,0,0,0]
["02010301","5695EA11010","PVC박스 신설","HI SW박스 1G","개",9,{"$nulls":8},"",null,null,0,0,0]
["02010301","5695EA11011","PVC박스 신설","HI SW박스 2G","개",28,{"$nulls":8},"",null,null,0,0,0]
["02010301","5695EA11013","PVC박스 신설","HI 콘크리트8각 75","개",434,{"$nulls":8},"",null,null,0,0,0]
["02010301","5695EH01090","조인트박스설치","100x100x50","개",2,{"$nulls":8},"",null,null,0,0,0]
["02010301","5695EH01092","조인트박스설치","100x100x100","개",1,{"$nulls":8},""]
["02010301","5695EB02010","관내배선","HIV 1.2mm","M",4301.5,{"$nulls":8},"",null,null,0,0,0]
["02010301","5695EB02011","관내배선","HIV 1.6mm","M",1494.3,{"$nulls":8},"",null,null,0,0,0]
["02010301","5695EB02012","관내배선","HIV 2.0mm","M",1128.1,{"$nulls":8},"",null,null,0,0,0]
["02010301","5695EB02014","관내배선","HIV 5.5㎟","M",168.8,{"$nulls":8},"",null,null,0,0,0]
["02010301","5695EB03071","관내배선","GV 2.0mm","M",44.7,{"$nulls":8},"",null,null,0,0,0]
["02010301","5695EC80101","제어용케이블신설","HCVV-SB 1.2mm x1P","M",174.4,{"$nulls":8},"",null,null,0,0,0]
["02010301","5695EG05010","감지기","차동식","개",296,{"$nulls":8},"",null,null,0,0,0]
["02010301","5695EG05011","감지기","정온식","개",108,{"$nulls":8},"",null,null,0,0,0]
["02010301","5695EG05012","감지기","연기식","개",30,{"$nulls":8},"",null,null,0,0,0]
["02010301","5695EG04013","피난구유도등","중형","개",12,{"$nulls":8},"",null,null,0,0,0]
["02010301","5695EG04010","통로유도등","소형","개",24,{"$nulls":8},"",null,null,0,0,0]
["02010301","5695EG04500","통로유도표지","소형","개",28,{"$nulls":8},"",null,null,0,0,0]
["02010301","5695EG04501","피난구유도표지","소형","개",18,{"$nulls":8},"",null,null,0,0,0]
["02010301","5695N020304","R형 중계기","1/1","SET",12,{"$nulls":8},""]
["02010301","5695N020305","R형 중계기","2/1","SET",2,{"$nulls":8},""]
["02010301","5695N020303","R형 중계기","2/2","SET",12,{"$nulls":8},""]
["02010301","5695N020306","R형 중계기","3/1","SET",1,{"$nulls":8},""]
["02010301","5695N020307","R형 중계기","3/2","SET",1,{"$nulls":8},""]
["02010301","5695N020311","R형 중계기","4/2","SET",1,{"$nulls":8},""]
["02010301","5695N020313","R형 중계기","5/4","SET",1,{"$nulls":8},""]
["02010301","5695EG06130","싸이렌","전자식","개",1,{"$nulls":8},""]
["02010301","5695EG07110","비상콘센트","소화전내장형","개",9,{"$nulls":8},"",null,null,0,0,0]
["02010301","5695EG06020","비상경보세트","내장형","식",29,{"$nulls":8},"",null,null,0,0,0]
["02010301","5695EG09121","제연댐퍼","","개",15,{"$nulls":8},""]
["02010301","5695N020302","중계기전원반","15A","SET",1,{"$nulls":8},""]
["02010301","56950120022","파이프행가"," 22 C","개소",1,{"$nulls":8},"",null,null,0,0,0]
{"$rows_empty":11}
[null,null,"[ 합           계 ]"]
[null,null,"02010302  방송설비공사"]
["02010302","5695EA01140","PVC PIPE 배관","HI 14MM","M",107.9,{"$nulls":8},"",null,null,0,0,0]
["02010302","5695EA02161","강제전선관배관","아연도 22MM","M",3.2,{"$nulls":8},"",null,null,0,0,0]
["02010302","5695EA04160","합성수지가요전선관","CD 16MM","M",789.4,{"$nulls":8},"",null,null,0,0,0]
["02010302","5695EA05160","후렉시블전선관","16MM","M",108,{"$nulls":8},"",null,null,0,0,0]
["02010302","59753017043","1종가요관 부속품","박스커넥터, 16 mm 비방수","개",216,{"$nulls":8},"",null,null,0,0,0]
["02010302","59759017052","강재전선관용 부품","파이프크램프, 22 C","개",2,{"$nulls":8},"",null,null,0,0,0]
["02010302","5695EA11010","PVC박스 신설","HI SW박스 1G","개",15,{"$nulls":8},"",null,null,0,0,0]
["02010302","5695EA11013","PVC박스 신설","HI 콘크리트8각 75","개",108,{"$nulls":8},"",null,null,0,0,0]
["02010302","5695EB02010","관내배선","HIV 1.2mm","M",2307.1,{"$nulls":8},"",null,null,0,0,0]
["02010302","5695TN04010","스피커","4각형 1W/3.5IN","개",108,{"$nulls":8},"",null,null,0,0,0]
["02010302","5695TN04014","스피커","벽부용 3W","개",15,{"$nulls":8},"",null,null,0,0,0]
["02010302","5695TM04016","약전단자함","10P(SUS)","개",1,{"$nulls":8},"",null,null,0,0,0]
["02010302","5695CSE1098","파이프지지","W 50","개소",2,{"$nulls":8},"",null,null,0,0,0]
{"$rows_empty":11}
[null,null,"[ 합           계 ]"]
[null,null,"02010401  소방설비공사"]
["02010401","5695EA01141","PVC PIPE 배관","HI 16MM","M",360.6,{"$nulls":8},"",null,null,0,0,0]
["02010401","5695EA01142","PVC PIPE 배관","HI 22MM","M",35.3,{"$nulls":8},"",null,null,0,0,0]
["02010401","5695EA01143","PVC PIPE 배관","HI 28MM","M",119.7,{"$nulls":8},"",null,null,0,0,0]
["02010401","5695EA02161","강제전선관배관","아연도 22MM","M",4.9,{"$nulls":8},"",null,null,0,0,0]
["02010401","5695EA04160","합성수지가요전선관","CD 16MM","M",1872.2,{"$nulls":8},"",null,null,0,0,0]
["02010401","5695EA05160","후렉시블전선관","16MM","M",5,{"$nulls":8},"",null,null,0,0,0]
["02010401","59753017043","1종가요관 부속품","박스커넥터, 16 mm 비방수","개",8,{"$nulls":8},"",null,null,0,0,0]
["02010401","CSES0020004","경질비닐전선관용 부품","노말밴드,HI 28C","EA",10,{"$nulls":8},"",null,null,0,0,0]
["02010401","5695EA11010","PVC박스 신설","HI SW박스 1G","개",9,{"$nulls":8},"",null,null,0,0,0]
["02010401","5695EA11011","PVC박스 신설","HI SW박스 2G","개",28,{"$nulls":8},"",null,null,0,0,0]
["02010401","5695EA11013","PVC박스 신설","HI 콘크리트8각 75","개",421,{"$nulls":8},"",null,null,0,0,0]
["02010401","5695EH01090","조인트박스설치","100x100x50","개",2,{"$nulls":8},"",null,null,0,0,0]
["02010401","5695EH01092","조인트박스설치","100x100x100","개",1,{"$nulls":8},"",null,null,0,0,0]
["02010401","5695EB02010","관내배선","HIV 1.2mm","M",4223.5,{"$nulls":8},"",null,null,0,0,0]
["02010401","5695EB02011","관내배선","HIV 1.6mm","M",1537.1,{"$nulls":8},"",null,null,0,0,0]
["02010401","5695EB02012","관내배선","HIV 2.0mm","M",1141.6,{"$nulls":8},"",null,null,0,0,0]
["02010401","5695EB02014","관내배선","HIV 5.5㎟","M",168.8,{"$nulls":8},"",null,null,0,0,0]
["02010401","5695EB03071","관내배선","GV 2.0mm","M",44.7,{"$nulls":8},"",null,null,0,0,0]
["02010401","5695EC80101","제어용케이블신설","HCVV-SB 1.2mm x1P","M",177.7,{"$nulls":8},"",null,null,0,0,0]
["02010401","5695EG05010","감지기","차동식","개",288,{"$nulls":8},"",null,null,0,0,0]
["02010401","5695EG05011","감지기","정온식","개",104,{"$nulls":8},"",null,null,0,0,0]
["02010401","5695EG05012","감지기","연기식","개",29,{"$nulls":8},"",null,null,0,0,0]
["02010401","5695EG04013","피난구유도등","중형","개",12,{"$nulls":8},"",null,null,0,0,0]
["02010401","5695EG04010","통로유도등","소형","개",24,{"$nulls":8},"",null,null,0,0,0]
["02010401","5695EG04500","통로유도표지","소형","개",38,{"$nulls":8},"",null,null,0,0,0]
["02010401","5695EG04501","피난구유도표지","소형","개",18,{"$nulls":8},"",null,null,0,0,0]
["02010401","5695N020304","R형 중계기","1/1","SET",12,{"$nulls":8},""]
["02010401","5695N020305","R형 중계기","2/1","SET",2,{"$nulls":8},""]
["02010401","5695N020303","R형 중계기","2/2","SET",12,{"$nulls":8},""]
["02010401","5695N020306","R형 중계기","3/1","SET",1,{"$nulls":8},""]
["02010401","5695N020307","R형 중계기","3/2","SET",1,{"$nulls":8},""]
["02010401","5695N020311","R형 중계기","4/2","SET",1,{"$nulls":8},""]
["02010401","5695N020313","R형 중계기","5/4","SET",1,{"$nulls":8},""]
["02010401","5695EG06130","싸이렌","전자식","개",1,{"$nulls":8},"",null,null,0,0,0]
["02010401","5695EG07110","비상콘센트","소화전내장형","개",9,{"$nulls":8},"",null,null,0,0,0]
["02010401","5695EG06020","비상경보세트","내장형","식",29,{"$nulls":8},"",null,null,0,0,0]
["02010401","5695EG09121","제연댐퍼","","개",15,{"$nulls":8},"",null,null,0,0,0]
["02010401","5695N020302","중계기전원반","15A","SET",1,{"$nulls":8},""]
["02010401","56950120022","파이프행가"," 22 C","개소",1,{"$nulls":8},"",null,null,0,0,0]
{"$rows_empty":11}
[null,null,"[ 합           계 ]"]
[null,null,"02010402  방송설비공사"]
["02010402","5695EA01140","PVC PIPE 배관","HI 14MM","M",113.2,{"$nulls":8},"",null,null,0,0,0]
["02010402","5695EA02161","강제전선관배관","아연도 22MM","M",3.8,{"$nulls":8},"",null,null,0,0,0]
["02010402","5695EA04160","합성수지가요전선관","CD 16MM","M",763.7,{"$nulls":8},"",null,null,0,0,0]
["02010402","5695EA05160","후렉시블전선관","16MM","M",104,{"$nulls":8},"",null,null,0,0,0]
["02010402","59753017043","1종가요관 부속품","박스커넥터, 16 mm 비방수","개",208,{"$nulls":8},"",null,null,0,0,0]
["02010402","59759017052","강재전선관용 부품","파이프크램프, 22 C","개",3,{"$nulls":8},"",null,null,0,0,0]
["02010402","5695EA11010","PVC박스 신설","HI SW박스 1G","개",14,{"$nulls":8},"",null,null,0,0,0]
["02010402","5695EA11013","PVC박스 신설","HI 콘크리트8각 75","개",104,{"$nulls":8},"",null,null,0,0,0]
["02010402","5695EB02010","관내배선","HIV 1.2mm","M",2259.9,{"$nulls":8},"",null,null,0,0,0]
["02010402","5695TN04010","스피커","4각형 1W/3.5IN","개",104,{"$nulls":8},"",null,null,0,0,0]
["02010402","5695TN04014","스피커","벽부용 3W","개",14,{"$nulls":8},"",null,null,0,0,0]
["02010402","5695TM04016","약전단자함","10P(SUS)","개",1,{"$nulls":8},"",null,null,0,0,0]
["02010402","5695CSE1098","파이프지지","W 50","개소",3,{"$nulls":8},"",null,null,0,0,0]
{"$rows_empty":11}
[null,null,"[ 합           계 ]"]
[null,null,"02010501  소방설비공사"]
["02010501","5695EA01141","PVC PIPE 배관","HI 16MM","M",377.4,{"$nulls":8},"",null,null,0,0,0]
["02010501","5695EA01142","PVC PIPE 배관","HI 22MM","M",41.6,{"$nulls":8},"",null,null,0,0,0]
["02010501","5695EA01143","PVC PIPE 배관","HI 28MM","M",116.9,{"$nulls":8},"",null,null,0,0,0]
["02010501","5695EA02161","강제전선관배관","아연도 22MM","M",1.8,{"$nulls":8},"",null,null,0,0,0]
["02010501","5695EA04160","합성수지가요전선관","CD 16MM","M",1748.3,{"$nulls":8},"",null,null,0,0,0]
["02010501","5695EA05160","후렉시블전선관","16MM","M",5,{"$nulls":8},"",null,null,0,0,0]
["02010501","59753017043","1종가요관 부속품","박스커넥터, 16 mm 비방수","개",8,{"$nulls":8},"",null,null,0,0,0]
["02010501","CSES0020004","경질비닐전선관용 부품","노말밴드,HI 28C","EA",8,{"$nulls":8},"",null,null,0,0,0]
["02010501","5695EA11010","PVC박스 신설","HI SW박스 1G","개",9,{"$nulls":8},"",null,null,0,0,0]
["02010501","5695EA11011","PVC박스 신설","HI SW박스 2G","개",39,{"$nulls":8},"",null,null,0,0,0]
["02010501","5695EA11013","PVC박스 신설","HI 콘크리트8각 75","개",361,{"$nulls":8},"",null,null,0,0,0]
["02010501","5695EH01090","조인트박스설치","100x100x50","개",3,{"$nulls":8},"",null,null,0,0,0]
["02010501","5695EH01092","조인트박스설치","100x100x100","개",1,{"$nulls":8},"",null,null,0,0,0]
["02010501","5695EB02010","관내배선","HIV 1.2mm","M",3836.1,{"$nulls":8},"",null,null,0,0,0]
["02010501","5695EB02011","관내배선","HIV 1.6mm","M",1586.8,{"$nulls":8},"",null,null,0,0,0]
["02010501","5695EB02012","관내배선","HIV 2.0mm","M",1358.3,{"$nulls":8},"",null,null,0,0,0]
["02010501","5695EB02014","관내배선","HIV 5.5㎟","M",197.6,{"$nulls":8},"",null,null,0,0,0]
["02010501","5695EB03071","관내배선","GV 2.0mm","M",51.9,{"$nulls":8},"",null,null,0,0,0]
["02010501","5695EC80101","제어용케이블신설","HCVV-SB 1.2mm x1P","M",180.9,{"$nulls":8},"",null,null,0,0,0]
["02010501","5695EG05010","감지기","차동식","개",248,{"$nulls":8},"",null,null,0,0,0]
["02010501","5695EG05011","감지기","정온식","개",83,{"$nulls":8},"",null,null,0,0,0]
["02010501","5695EG05012","감지기","연기식","개",30,{"$nulls":8},"",null,null,0,0,0]
["02010501","5695EG04013","피난구유도등","중형","개",16,{"$nulls":8},"",null,null,0,0,0]
["02010501","5695EG04010","통로유도등","소형","개",30,{"$nulls":8},"",null,null,0,0,0]
["02010501","5695EG04500","통로유도표지","소형","개",38,{"$nulls":8},"",null,null,0,0,0]
["02010501","5695EG04501","피난구유도표지","소형","개",18,{"$nulls":8},"",null,null,0,0,0]
["02010501","5695N020304","R형 중계기","1/1","SET",14,{"$nulls":8},""]
["02010501","5695N020305","R형 중계기","2/1","SET",2,{"$nulls":8},""]
["02010501","5695N020303","R형 중계기","2/2","SET",12,{"$nulls":8},""]
["02010501","5695N020306","R형 중계기","3/1","SET",1,{"$nulls":8},""]
["02010501","5695N020307","R형 중계기","3/2","SET",1,{"$nulls":8},""]
["02010501","5695N020308","R형 중계기","3/3","SET",1,{"$nulls":8},""]
["02010501","5695N020311","R형 중계기","4/2","SET",1,{"$nulls":8},""]
["02010501","5695N020312","R형 중계기","4/3","SET",1,{"$nulls":8},""]
["02010501","5695EG06130","싸이렌","전자식","개",2,{"$nulls":8},"",null,null,0,0,0]
["02010501","5695EG07110","비상콘센트","소화전내장형","개",12,{"$nulls":8},"",null,null,0,0,0]
["02010501","5695EG06020","비상경보세트","내장형","식",32,{"$nulls":8},"",null,null,0,0,0]
["02010501","5695EG09121","제연댐퍼","","개",16,{"$nulls":8},"",null,null,0,0,0]
["02010501","5695N020302","중계기전원반","15A","SET",1,{"$nulls":8},""]
["02010501","56950120022","파이프행가"," 22 C","개소",1,{"$nulls":8},"",null,null,0,0,0]
{"$rows_empty":10}
[null,null,"[ 합           계 ]"]
[null,null,"02010502  방송설비공사"]
["02010502","5695EA01140","PVC PIPE 배관","HI 14MM","M",107.8,{"$nulls":8},"",null,null,0,0,0]
["02010502","5695EA02161","강제전선관배관","아연도 22MM","M",3.2,{"$nulls":8},"",null,null,0,0,0]
["02010502","5695EA04160","합성수지가요전선관","CD 16MM","M",720.6,{"$nulls":8},"",null,null,0,0,0]
["02010502","5695EA05160","후렉시블전선관","16MM","M",93,{"$nulls":8},"",null,null,0,0,0]
["02010502","59753017043","1종가요관 부속품","박스커넥터, 16 mm 비방수","개",186,{"$nulls":8},"",null,null,0,0,0]
["02010502","59759017052","강재전선관용 부품","파이프크램프, 22 C","개",2,{"$nulls":8},"",null,null,0,0,0]
["02010502","5695EA11010","PVC박스 신설","HI SW박스 1G","개",17,{"$nulls":8},"",null,null,0,0,0]
["02010502","5695EA11013","PVC박스 신설","HI 콘크리트8각 75","개",93,{"$nulls":8},"",null,null,0,0,0]
["02010502","5695EB02010","관내배선","HIV 1.2mm","M",2142.5,{"$nulls":8},"",null,null,0,0,0]
["02010502","5695TN04010","스피커","4각형 1W/3.5IN","개",93,{"$nulls":8},"",null,null,0,0,0]
["02010502","5695TN04014","스피커","벽부용 3W","개",17,{"$nulls":8},"",null,null,0,0,0]
["02010502","5695TM04016","약전단자함","10P(SUS)","개",1,{"$nulls":8},"",null,null,0,0,0]
["02010502","5695CSE1098","파이프지지","W 50","개소",2,{"$nulls":8},"",null,null,0,0,0]
{"$rows_empty":11}
[null,null,"[ 합           계 ]"]
[null,null,"02010601  소방설비공사"]
["02010601","5695EA01141","PVC PIPE 배관","HI 16MM","M",289.7,{"$nulls":8},"",null,null,0,0,0]
["02010601","5695EA01142","PVC PIPE 배관","HI 22MM","M",33.3,{"$nulls":8},"",null,null,0,0,0]
["02010601","5695EA01143","PVC PIPE 배관","HI 28MM","M",128.4,{"$nulls":8},"",null,null,0,0,0]
["02010601","5695EA02161","강제전선관배관","아연도 22MM","M",1.8,{"$nulls":8},"",null,null,0,0,0]
["02010601","5695EA04160","합성수지가요전선관","CD 16MM","M",1950.3,{"$nulls":8},"",null,null,0,0,0]
["02010601","5695EA05160","후렉시블전선관","16MM","M",5,{"$nulls":8},"",null,null,0,0,0]
["02010601","59753017043","1종가요관 부속품","박스커넥터, 16 mm 비방수","개",8,{"$nulls":8},"",null,null,0,0,0]
["02010601","CSES0020004","경질비닐전선관용 부품","노말밴드,HI 28C","EA",9,{"$nulls":8},"",null,null,0,0,0]
["02010601","5695EA11010","PVC박스 신설","HI SW박스 1G","개",14,{"$nulls":8},"",null,null,0,0,0]
["02010601","5695EA11011","PVC박스 신설","HI SW박스 2G","개",33,{"$nulls":8},"",null,null,0,0,0]
["02010601","5695EA11013","PVC박스 신설","HI 콘크리트8각 75","개",408,{"$nulls":8},"",null,null,0,0,0]
["02010601","5695EH01090","조인트박스설치","100x100x50","개",2,{"$nulls":8},"",null,null,0,0,0]
["02010601","5695EH01092","조인트박스설치","100x100x100","개",1,{"$nulls":8},"",null,null,0,0,0]
["02010601","5695EB02010","관내배선","HIV 1.2mm","M",5038.8,{"$nulls":8},"",null,null,0,0,0]
["02010601","5695EB02011","관내배선","HIV 1.6mm","M",1251.4,{"$nulls":8},"",null,null,0,0,0]
["02010601","5695EB02012","관내배선","HIV 2.0mm","M",1347.3,{"$nulls":8},"",null,null,0,0,0]
["02010601","5695EB02014","관내배선","HIV 5.5㎟","M",162,{"$nulls":8},"",null,null,0,0,0]
["02010601","5695EB03071","관내배선","GV 2.0mm","M",43,{"$nulls":8},"",null,null,0,0,0]
["02010601","5695EC80101","제어용케이블신설","HCVV-SB 1.2mm x1P","M",190.4,{"$nulls":8},"",null,null,0,0,0]
["02010601","5695EG05010","감지기","차동식","개",273,{"$nulls":8},"",null,null,0,0,0]
["02010601","5695EG05011","감지기","정온식","개",105,{"$nulls":8},"",null,null,0,0,0]
["02010601","5695EG05012","감지기","연기식","개",30,{"$nulls":8},"",null,null,0,0,0]
["02010601","5695EG04013","피난구유도등","중형","개",20,{"$nulls":8},"",null,null,0,0,0]
["02010601","5695EG04010","통로유도등","소형","개",26,{"$nulls":8},"",null,null,0,0,0]
["02010601","5695EG04500","통로유도표지","소형","개",38,{"$nulls":8},"",null,null,0,0,0]
["02010601","5695EG04501","피난구유도표지","소형","개",18,{"$nulls":8},"",null,null,0,0,0]
["02010601","5695N020304","R형 중계기","1/1","SET",25,{"$nulls":8},""]
["02010601","5695N020305","R형 중계기","2/1","SET",3,{"$nulls":8},""]
["02010601","5695N020306","R형 중계기","3/1","SET",2,{"$nulls":8},""]
["02010601","5695N020307","R형 중계기","3/2","SET",1,{"$nulls":8},""]
["02010601","5695EG06130","싸이렌","전자식","개",1,{"$nulls":8},"",null,null,0,0,0]
["02010601","5695EG07110","비상콘센트","소화전내장형","개",10,{"$nulls":8},"",null,null,0,0,0]
["02010601","5695EG06020","비상경보세트","내장형","식",30,{"$nulls":8},"",null,null,0,0,0]
["02010601","5695N020302","중계기전원반","15A","SET",1,{"$nulls":8},""]
["02010601","56950120022","파이프행가"," 22 C","개소",1,{"$nulls":8},"",null,null,0,0,0]
{"$rows_empty":15}
[null,null,"[ 합           계 ]"]
[null,null,"02010602  방송설비공사"]
["02010602","5695EA01140","PVC PIPE 배관","HI 14MM","M",109.4,{"$nulls":8},"",null,null,0,0,0]
["02010602","5695EA02161","강제전선관배관","아연도 22MM","M",3.2,{"$nulls":8},"",null,null,0,0,0]
["02010602","5695EA04160","합성수지가요전선관","CD 16MM","M",790.9,{"$nulls":8},"",null,null,0,0,0]
["02010602","5695EA05160","후렉시블전선관","16MM","M",105,{"$nulls":8},"",null,null,0,0,0]
["02010602","59753017043","1종가요관 부속품","박스커넥터, 16 mm 비방수","개",210,{"$nulls":8},"",null,null,0,0,0]
["02010602","59759017052","강재전선관용 부품","파이프크램프, 22 C","개",2,{"$nulls":8},"",null,null,0,0,0]
["02010602","5695EA11010","PVC박스 신설","HI SW박스 1G","개",32,{"$nulls":8},"",null,null,0,0,0]
["02010602","5695EA11013","PVC박스 신설","HI 콘크리트8각 75","개",105,{"$nulls":8},"",null,null,0,0,0]
["02010602","5695EB02010","관내배선","HIV 1.2mm","M",2320.7,{"$nulls":8},"",null,null,0,0,0]
["02010602","5695TN04010","스피커","4각형 1W/3.5IN","개",105,{"$nulls":8},"",null,null,0,0,0]
["02010602","5695TN04014","스피커","벽부용 3W","개",32,{"$nulls":8},"",null,null,0,0,0]
["02010602","5695TM04016","약전단자함","10P(SUS)","개",1,{"$nulls":8},"",null,null,0,0,0]
["02010602","5695CSE1098","파이프지지","W 50","개소",2,{"$nulls":8},"",null,null,0,0,0]
{"$rows_empty":11}
[null,null,"[ 합           계 ]"]
[null,null,"02010701  소방설비공사"]
["02010701","5695EA01141","PVC PIPE 배관","HI 16MM","M",312.3,{"$nulls":8},"",null,null,0,0,0]
["02010701","5695EA01142","PVC PIPE 배관","HI 22MM","M",38.4,{"$nulls":8},"",null,null,0,0,0]
["02010701","5695EA01143","PVC PIPE 배관","HI 28MM","M",132.1,{"$nulls":8},"",null,null,0,0,0]
["02010701","5695EA02161","강제전선관배관","아연도 22MM","M",1.8,{"$nulls":8},"",null,null,0,0,0]
["02010701","5695EA04160","합성수지가요전선관","CD 16MM","M",2026.9,{"$nulls":8},"",null,null,0,0,0]
["02010701","5695EA05160","후렉시블전선관","16MM","M",5,{"$nulls":8},"",null,null,0,0,0]
["02010701","59753017043","1종가요관 부속품","박스커넥터, 16 mm 비방수","개",8,{"$nulls":8},"",null,null,0,0,0]
["02010701","CSES0020004","경질비닐전선관용 부품","노말밴드,HI 28C","EA",9,{"$nulls":8},"",null,null,0,0,0]
["02010701","5695EA11010","PVC박스 신설","HI SW박스 1G","개",15,{"$nulls":8},"",null,null,0,0,0]
["02010701","5695EA11011","PVC박스 신설","HI SW박스 2G","개",40,{"$nulls":8},"",null,null,0,0,0]
["02010701","5695EA11013","PVC박스 신설","HI 콘크리트8각 75","개",414,{"$nulls":8},"",null,null,0,0,0]
["02010701","5695EH01090","조인트박스설치","100x100x50","개",3,{"$nulls":8},"",null,null,0,0,0]
["02010701","5695EH01092","조인트박스설치","100x100x100","개",1,{"$nulls":8},"",null,null,0,0,0]
["02010701","5695EB02010","관내배선","HIV 1.2mm","M",5224.8,{"$nulls":8},"",null,null,0,0,0]
["02010701","5695EB02011","관내배선","HIV 1.6mm","M",1296.6,{"$nulls":8},"",null,null,0,0,0]
["02010701","5695EB02012","관내배선","HIV 2.0mm","M",1477.2,{"$nulls":8},"",null,null,0,0,0]
["02010701","5695EB02014","관내배선","HIV 5.5㎟","M",184.8,{"$nulls":8},"",null,null,0,0,0]
["02010701","5695EB03071","관내배선","GV 2.0mm","M",48.7,{"$nulls":8},"",null,null,0,0,0]
["02010701","5695EC80101","제어용케이블신설","HCVV-SB 1.2mm x1P","M",196.1,{"$nulls":8},"",null,null,0,0,0]
["02010701","5695EG05010","감지기","차동식","개",274,{"$nulls":8},"",null,null,0,0,0]
["02010701","5695EG05011","감지기","정온식","개",109,{"$nulls":8},"",null,null,0,0,0]
["02010701","5695EG05012","감지기","연기식","개",31,{"$nulls":8},"",null,null,0,0,0]
["02010701","5695EG04013","피난구유도등","중형","개",23,{"$nulls":8},"",null,null,0,0,0]
["02010701","5695EG04010","통로유도등","소형","개",30,{"$nulls":8},"",null,null,0,0,0]
["02010701","5695EG04500","통로유도표지","소형","개",38,{"$nulls":8},"",null,null,0,0,0]
["02010701","5695EG04501","피난구유도표지","소형","개",27,{"$nulls":8},"",null,null,0,0,0]
["02010701","5695N020304","R형 중계기","1/1","SET",27,{"$nulls":8},""]
["02010701","5695N020305","R형 중계기","2/1","SET",3,{"$nulls":8},""]
["02010701","5695N020306","R형 중계기","3/1","SET",2,{"$nulls":8},""]
["02010701","5695N020307","R형 중계기","3/2","SET",1,{"$nulls":8},""]
["02010701","5695EG06130","싸이렌","전자식","개",2,{"$nulls":8},"",null,null,0,0,0]
["02010701","5695EG07110","비상콘센트","소화전내장형","개",12,{"$nulls":8},"",null,null,0,0,0]
["02010701","5695EG06020","비상경보세트","내장형","식",32,{"$nulls":8},"",null,null,0,0,0]
["02010701","5695N020302","중계기전원반","15A","SET",1,{"$nulls":8},""]
["02010701","56950120022","파이프행가"," 22 C","개소",1,{"$nulls":8},"",null,null,0,0,0]
{"$rows_empty":15}
[null,null,"[ 합           계 ]"]
[null,null,"02010702  방송설비공사"]
["02010702","5695EA01140","PVC PIPE 배관","HI 14MM","M",115.1,{"$nulls":8},"",null,null,0,0,0]
["02010702","5695EA02161","강제전선관배관","아연도 22MM","M",3.2,{"$nulls":8},"",null,null,0,0,0]
["02010702","5695EA04160","합성수지가요전선관","CD 16MM","M",784.6,{"$nulls":8},"",null,null,0,0,0]
["02010702","5695EA05160","후렉시블전선관","16MM","M",112,{"$nulls":8},"",null,null,0,0,0]
["02010702","59753017043","1종가요관 부속품","박스커넥터, 16 mm 비방수","개",224,{"$nulls":8},"",null,null,0,0,0]
["02010702","59759017052","강재전선관용 부품","파이프크램프, 22 C","개",2,{"$nulls":8},"",null,null,0,0,0]
["02010702","5695EA11010","PVC박스 신설","HI SW박스 1G","개",34,{"$nulls":8},"",null,null,0,0,0]
["02010702","5695EA11013","PVC박스 신설","HI 콘크리트8각 75","개",112,{"$nulls":8},"",null,null,0,0,0]
["02010702","5695EB02010","관내배선","HIV 1.2mm","M",2352,{"$nulls":8},"",null,null,0,0,0]
["02010702","5695TN04010","스피커","4각형 1W/3.5IN","개",112,{"$nulls":8},"",null,null,0,0,0]
["02010702","5695TN04014","스피커","벽부용 3W","개",34,{"$nulls":8},"",null,null,0,0,0]
["02010702","5695TM04016","약전단자함","10P(SUS)","개",1,{"$nulls":8},"",null,null,0,0,0]
["02010702","5695CSE1098","파이프지지","W 50","개소",2,{"$nulls":8},"",null,null,0,0,0]
{"$rows_empty":11}
[null,null,"[ 합           계 ]"]
[null,null,"02010801  소방설비공사"]
["02010801","5695EA01141","PVC PIPE 배관","HI 16MM","M",361,{"$nulls":8},"",null,null,0,0,0]
["02010801","5695EA01142","PVC PIPE 배관","HI 22MM","M",27,{"$nulls":8},"",null,null,0,0,0]
["02010801","5695EA01143","PVC PIPE 배관","HI 28MM","M",76.6,{"$nulls":8},"",null,null,0,0,0]
["02010801","5695EA02161","강제전선관배관","아연도 22MM","M",2.4,{"$nulls":8},"",null,null,0,0,0]
["02010801","5695EA04160","합성수지가요전선관","CD 16MM","M",1994.8,{"$nulls":8},"",null,null,0,0,0]
["02010801","5695EA05160","후렉시블전선관","16MM","M",11,{"$nulls":8},"",null,null,0,0,0]
["02010801","59753017043","1종가요관 부속품","박스커넥터, 16 mm 비방수","개",20,{"$nulls":8},"",null,null,0,0,0]
["02010801","CSES0020004","경질비닐전선관용 부품","노말밴드,HI 28C","EA",7,{"$nulls":8},"",null,null,0,0,0]
["02010801","5695EA11010","PVC박스 신설","HI SW박스 1G","개",20,{"$nulls":8},"",null,null,0,0,0]
["02010801","5695EA11011","PVC박스 신설","HI SW박스 2G","개",40,{"$nulls":8},"",null,null,0,0,0]
["02010801","5695EA11013","PVC박스 신설","HI 콘크리트8각 75","개",400,{"$nulls":8},"",null,null,0,0,0]
["02010801","5695EH01090","조인트박스설치","100x100x50","개",3,{"$nulls":8},"",null,null,0,0,0]
["02010801","5695EH01092","조인트박스설치","100x100x100","개",4,{"$nulls":8},"",null,null,0,0,0]
["02010801","5695EB02010","관내배선","HIV 1.2mm","M",4832.7,{"$nulls":8},"",null,null,0,0,0]
["02010801","5695EB02011","관내배선","HIV 1.6mm","M",1396.6,{"$nulls":8},"",null,null,0,0,0]
["02010801","5695EB02012","관내배선","HIV 2.0mm","M",1215,{"$nulls":8},"",null,null,0,0,0]
["02010801","5695EB02014","관내배선","HIV 5.5㎟","M",221.6,{"$nulls":8},"",null,null,0,0,0]
["02010801","5695EB03071","관내배선","GV 2.0mm","M",46.5,{"$nulls":8},"",null,null,0,0,0]
["02010801","5695EC80101","제어용케이블신설","HCVV-SB 1.2mm x1P","M",110.6,{"$nulls":8},"",null,null,0,0,0]
["02010801","5695EG05010","감지기","차동식","개",219,{"$nulls":8},"",null,null,0,0,0]
["02010801","5695EG05011","감지기","정온식","개",128,{"$nulls":8},"",null,null,0,0,0]
["02010801","5695EG05012","감지기","연기식","개",53,{"$nulls":8},"",null,null,0,0,0]
["02010801","5695EG04013","피난구유도등","중형","개",26,{"$nulls":8},"",null,null,0,0,0]
["02010801","5695EG04010","통로유도등","소형","개",27,{"$nulls":8},"",null,null,0,0,0]
["02010801","5695EG04500","통로유도표지","소형","개",19,{"$nulls":8},"",null,null,0,0,0]
["02010801","5695EG04501","피난구유도표지","소형","개",18,{"$nulls":8},"",null,null,0,0,0]
["02010801","5695N020304","R형 중계기","1/1","SET",1,{"$nulls":8},""]
["02010801","5695N020305","R형 중계기","2/1","SET",1,{"$nulls":8},""]
["02010801","5695N020303","R형 중계기","2/2","SET",15,{"$nulls":8},""]
["02010801","5695N020307","R형 중계기","3/2","SET",1,{"$nulls":8},""]
["02010801","5695N020311","R형 중계기","4/2","SET",1,{"$nulls":8},""]
["02010801","5695N020312","R형 중계기","4/3","SET",3,{"$nulls":8},""]
["02010801","5695N020313","R형 중계기","5/4","SET",1,{"$nulls":8},""]
["02010801","5695EG06130","싸이렌","전자식","개",7,{"$nulls":8},"",null,null,0,0,0]
["02010801","5695EG07110","비상콘센트","소화전내장형","개",12,{"$nulls":8},"",null,null,0,0,0]
["02010801","5695EG06020","비상경보세트","내장형","식",22,{"$nulls":8},"",null,null,0,0,0]
["02010801","5695EG09121","제연댐퍼","","개",22,{"$nulls":8},"",null,null,0,0,0]
["02010801","5695N020302","중계기전원반","15A","SET",1,{"$nulls":8},""]
["02010801","56950120022","파이프행가"," 22 C","개소",1,{"$nulls":8},"",null,null,0,0,0]
{"$rows_empty":11}
[null,null,"[ 합           계 ]"]
[null,null,"02010802  방송설비공사"]
["02010802","5695EA01140","PVC PIPE 배관","HI 14MM","M",65.8,{"$nulls":8},"",null,null,0,0,0]
["02010802","5695EA02161","강제전선관배관","아연도 22MM","M",3.2,{"$nulls":8},"",null,null,0,0,0]
["02010802","5695EA04160","합성수지가요전선관","CD 16MM","M",891.7,{"$nulls":8},"",null,null,0,0,0]
["02010802","5695EA05160","후렉시블전선관","16MM","M",128,{"$nulls":8},"",null,null,0,0,0]
["02010802","59753017043","1종가요관 부속품","박스커넥터, 16 mm 비방수","개",256,{"$nulls":8},"",null,null,0,0,0]
["02010802","59759017052","강재전선관용 부품","파이프크램프, 22 C","개",2,{"$nulls":8},"",null,null,0,0,0]
["02010802","5695EA11010","PVC박스 신설","HI SW박스 1G","개",23,{"$nulls":8},"",null,null,0,0,0]
["02010802","5695EA11013","PVC박스 신설","HI 콘크리트8각 75","개",128,{"$nulls":8},"",null,null,0,0,0]
["02010802","5695EB02010","관내배선","HIV 1.2mm","M",2413.3,{"$nulls":8},"",null,null,0,0,0]
["02010802","5695TN04010","스피커","4각형 1W/3.5IN","개",128,{"$nulls":8},"",null,null,0,0,0]
["02010802","5695TN04014","스피커","벽부용 3W","개",23,{"$nulls":8},"",null,null,0,0,0]
["02010802","5695TM04016","약전단자함","10P(SUS)","개",1,{"$nulls":8},"",null,null,0,0,0]
["02010802","5695CSE1098","파이프지지","W 50","개소",2,{"$nulls":8},"",null,null,0,0,0]
{"$rows_empty":11}
[null,null,"[ 합           계 ]"]
[null,null,"02010901  소방설비공사"]
["02010901","5695EA01141","PVC PIPE 배관","HI 16MM","M",298,{"$nulls":8},"",null,null,0,0,0]
["02010901","5695EA01142","PVC PIPE 배관","HI 22MM","M",28.9,{"$nulls":8},"",null,null,0,0,0]
["02010901","5695EA01143","PVC PIPE 배관","HI 28MM","M",58.5,{"$nulls":8},"",null,null,0,0,0]
["02010901","5695EA02161","강제전선관배관","아연도 22MM","M",2.4,{"$nulls":8},"",null,null,0,0,0]
["02010901","5695EA04160","합성수지가요전선관","CD 16MM","M",1821.4,{"$nulls":8},"",null,null,0,0,0]
["02010901","5695EA05160","후렉시블전선관","16MM","M",7,{"$nulls":8},"",null,null,0,0,0]
["02010901","59753017043","1종가요관 부속품","박스커넥터, 16 mm 비방수","개",12,{"$nulls":8},"",null,null,0,0,0]
["02010901","CSES0020004","경질비닐전선관용 부품","노말밴드,HI 28C","EA",4,{"$nulls":8},"",null,null,0,0,0]
["02010901","5695EA11010","PVC박스 신설","HI SW박스 1G","개",15,{"$nulls":8},"",null,null,0,0,0]
["02010901","5695EA11011","PVC박스 신설","HI SW박스 2G","개",30,{"$nulls":8},"",null,null,0,0,0]
["02010901","5695EA11013","PVC박스 신설","HI 콘크리트8각 75","개",380,{"$nulls":8},"",null,null,0,0,0]
["02010901","5695EH01090","조인트박스설치","100x100x50","개",3,{"$nulls":8},"",null,null,0,0,0]
["02010901","5695EH01092","조인트박스설치","100x100x100","개",2,{"$nulls":8},"",null,null,0,0,0]
["02010901","5695EB02010","관내배선","HIV 1.2mm","M",4285.7,{"$nulls":8},"",null,null,0,0,0]
["02010901","5695EB02011","관내배선","HIV 1.6mm","M",1184.2,{"$nulls":8},"",null,null,0,0,0]
["02010901","5695EB02012","관내배선","HIV 2.0mm","M",984.3,{"$nulls":8},"",null,null,0,0,0]
["02010901","5695EB02014","관내배선","HIV 5.5㎟","M",139.8,{"$nulls":8},"",null,null,0,0,0]
["02010901","5695EB03071","관내배선","GV 2.0mm","M",37.5,{"$nulls":8},"",null,null,0,0,0]
["02010901","5695EC80101","제어용케이블신설","HCVV-SB 1.2mm x1P","M",96.5,{"$nulls":8},"",null,null,0,0,0]
["02010901","5695EG05010","감지기","차동식","개",222,{"$nulls":8},"",null,null,0,0,0]
["02010901","5695EG05011","감지기","정온식","개",112,{"$nulls":8},"",null,null,0,0,0]
["02010901","5695EG05012","감지기","연기식","개",46,{"$nulls":8},"",null,null,0,0,0]
["02010901","5695EG04013","피난구유도등","중형","개",20,{"$nulls":8},"",null,null,0,0,0]
["02010901","5695EG04010","통로유도등","소형","개",21,{"$nulls":8},"",null,null,0,0,0]
["02010901","5695EG04500","통로유도표지","소형","개",19,{"$nulls":8},"",null,null,0,0,0]
["02010901","5695EG04501","피난구유도표지","소형","개",18,{"$nulls":8},"",null,null,0,0,0]
["02010901","5695N020304","R형 중계기","1/1","SET",1,{"$nulls":8},""]
["02010901","5695N020305","R형 중계기","2/1","SET",1,{"$nulls":8},""]
["02010901","5695N020303","R형 중계기","2/2","SET",13,{"$nulls":8},""]
["02010901","5695N020307","R형 중계기","3/2","SET",2,{"$nulls":8},""]
["02010901","5695N020308","R형 중계기","3/3","SET",1,{"$nulls":8},""]
["02010901","5695N020312","R형 중계기","4/3","SET",2,{"$nulls":8},""]
["02010901","5695EG06130","싸이렌","전자식","개",4,{"$nulls":8},"",null,null,0,0,0]
["02010901","5695EG07110","비상콘센트","소화전내장형","개",9,{"$nulls":8},"",null,null,0,0,0]
["02010901","5695EG06020","비상경보세트","내장형","식",19,{"$nulls":8},"",null,null,0,0,0]
["02010901","5695EG09121","제연댐퍼","","개",18,{"$nulls":8},"",null,null,0,0,0]
["02010901","5695N020302","중계기전원반","15A","SET",1,{"$nulls":8},""]
["02010901","56950120022","파이프행가"," 22 C","개소",1,{"$nulls":8},"",null,null,0,0,0]
{"$rows_empty":12}
[null,null,"[ 합           계 ]"]
[null,null,"02010902  방송설비공사"]
["02010902","5695EA01140","PVC PIPE 배관","HI 14MM","M",57.7,{"$nulls":8},"",null,null,0,0,0]
["02010902","5695EA02161","강제전선관배관","아연도 22MM","M",3.2,{"$nulls":8},"",null,null,0,0,0]
["02010902","5695EA04160","합성수지가요전선관","CD 16MM","M",779.5,{"$nulls":8},"",null,null,0,0,0]
["02010902","5695EA05160","후렉시블전선관","16MM","M",112,{"$nulls":8},"",null,null,0,0,0]
["02010902","59753017043","1종가요관 부속품","박스커넥터, 16 mm 비방수","개",224,{"$nulls":8},"",null,null,0,0,0]
["02010902","59759017052","강재전선관용 부품","파이프크램프, 22 C","개",2,{"$nulls":8},"",null,null,0,0,0]
["02010902","5695EA11010","PVC박스 신설","HI SW박스 1G","개",20,{"$nulls":8},"",null,null,0,0,0]
["02010902","5695EA11013","PVC박스 신설","HI 콘크리트8각 75","개",112,{"$nulls":8},"",null,null,0,0,0]
["02010902","5695EB02010","관내배선","HIV 1.2mm","M",2110.1,{"$nulls":8},"",null,null,0,0,0]
["02010902","5695TN04010","스피커","4각형 1W/3.5IN","개",112,{"$nulls":8},"",null,null,0,0,0]
["02010902","5695TN04014","스피커","벽부용 3W","개",20,{"$nulls":8},"",null,null,0,0,0]
["02010902","5695TM04016","약전단자함","10P(SUS)","개",1,{"$nulls":8},"",null,null,0,0,0]
["02010902","5695CSE1098","파이프지지","W 50","개소",2,{"$nulls":8},"",null,null,0,0,0]
{"$rows_empty":11}
[null,null,"[ 합           계 ]"]
[null,null,"02011001  소방설비공사"]
["02011001","5695EA01141","PVC PIPE 배관","HI 16MM","M",272.3,{"$nulls":8},"",null,null,0,0,0]
["02011001","5695EA01142","PVC PIPE 배관","HI 22MM","M",23.7,{"$nulls":8},"",null,null,0,0,0]
["02011001","5695EA01143","PVC PIPE 배관","HI 28MM","M",55.7,{"$nulls":8},"",null,null,0,0,0]
["02011001","5695EA02161","강제전선관배관","아연도 22MM","M",3.9,{"$nulls":8},"",null,null,0,0,0]
["02011001","5695EA04160","합성수지가요전선관","CD 16MM","M",1680.8,{"$nulls":8},"",null,null,0,0,0]
["02011001","5695EA05160","후렉시블전선관","16MM","M",5,{"$nulls":8},"",null,null,0,0,0]
["02011001","59753017043","1종가요관 부속품","박스커넥터, 16 mm 비방수","개",8,{"$nulls":8},"",null,null,0,0,0]
["02011001","CSES0020004","경질비닐전선관용 부품","노말밴드,HI 28C","EA",3,{"$nulls":8},"",null,null,0,0,0]
["02011001","5695EA11010","PVC박스 신설","HI SW박스 1G","개",12,{"$nulls":8},"",null,null,0,0,0]
["02011001","5695EA11011","PVC박스 신설","HI SW박스 2G","개",32,{"$nulls":8},"",null,null,0,0,0]
["02011001","5695EA11013","PVC박스 신설","HI 콘크리트8각 75","개",345,{"$nulls":8},"",null,null,0,0,0]
["02011001","5695EH01090","조인트박스설치","100x100x50","개",2,{"$nulls":8},"",null,null,0,0,0]
["02011001","5695EH01092","조인트박스설치","100x100x100","개",1,{"$nulls":8},"",null,null,0,0,0]
["02011001","5695EB02010","관내배선","HIV 1.2mm","M",3670.9,{"$nulls":8},"",null,null,0,0,0]
["02011001","5695EB02011","관내배선","HIV 1.6mm","M",1048.7,{"$nulls":8},"",null,null,0,0,0]
["02011001","5695EB02012","관내배선","HIV 2.0mm","M",1071.3,{"$nulls":8},"",null,null,0,0,0]
["02011001","5695EB02014","관내배선","HIV 5.5㎟","M",123.8,{"$nulls":8},"",null,null,0,0,0]
["02011001","5695EB03071","관내배선","GV 2.0mm","M",35.3,{"$nulls":8},"",null,null,0,0,0]
["02011001","5695EC80101","제어용케이블신설","HCVV-SB 1.2mm x1P","M",91.7,{"$nulls":8},"",null,null,0,0,0]
["02011001","5695EG05010","감지기","차동식","개",210,{"$nulls":8},"",null,null,0,0,0]
["02011001","5695EG05011","감지기","정온식","개",96,{"$nulls":8},"",null,null,0,0,0]
["02011001","5695EG05012","감지기","연기식","개",39,{"$nulls":8},"",null,null,0,0,0]
["02011001","5695EG04013","피난구유도등","중형","개",25,{"$nulls":8},"",null,null,0,0,0]
["02011001","5695EG04010","통로유도등","소형","개",17,{"$nulls":8},"",null,null,0,0,0]
["02011001","5695EG04500","통로유도표지","소형","개",19,{"$nulls":8},"",null,null,0,0,0]
["02011001","5695EG04501","피난구유도표지","소형","개",18,{"$nulls":8},"",null,null,0,0,0]
["02011001","5695N020304","R형 중계기","1/1","SET",1,{"$nulls":8},""]
["02011001","5695N020305","R형 중계기","2/1","SET",1,{"$nulls":8},""]
["02011001","5695N020303","R형 중계기","2/2","SET",13,{"$nulls":8},""]
["02011001","5695N020307","R형 중계기","3/2","SET",1,{"$nulls":8},""]
["02011001","5695N020308","R형 중계기","3/3","SET",1,{"$nulls":8},""]
["02011001","5695N020311","R형 중계기","4/2","SET",1,{"$nulls":8},""]
["02011001","5695N020312","R형 중계기","4/3","SET",1,{"$nulls":8},""]
["02011001","5695EG06130","싸이렌","전자식","개",2,{"$nulls":8},"",null,null,0,0,0]
["02011001","5695EG07110","비상콘센트","소화전내장형","개",7,{"$nulls":8},"",null,null,0,0,0]
["02011001","5695EG06020","비상경보세트","내장형","식",18,{"$nulls":8},"",null,null,0,0,0]
["02011001","5695EG09121","제연댐퍼","","개",16,{"$nulls":8},"",null,null,0,0,0]
["02011001","5695N020302","중계기전원반","15A","SET",1,{"$nulls":8},""]
["02011001","56950120022","파이프행가"," 22 C","개소",1,{"$nulls":8},"",null,null,0,0,0]
{"$rows_empty":11}
[null,null,"[ 합           계 ]"]
[null,null,"02011002  방송설비공사"]
["02011002","5695EA01140","PVC PIPE 배관","HI 14MM","M",69.3,{"$nulls":8},"",null,null,0,0,0]
["02011002","5695EA02161","강제전선관배관","아연도 22MM","M",3.2,{"$nulls":8},"",null,null,0,0,0]
["02011002","5695EA04160","합성수지가요전선관","CD 16MM","M",704.4,{"$nulls":8},"",null,null,0,0,0]
["02011002","5695EA05160","후렉시블전선관","16MM","M",102,{"$nulls":8},"",null,null,0,0,0]
["02011002","59753017043","1종가요관 부속품","박스커넥터, 16 mm 비방수","개",204,{"$nulls":8},"",null,null,0,0,0]
["02011002","59759017052","강재전선관용 부품","파이프크램프, 22 C","개",2,{"$nulls":8},"",null,null,0,0,0]
["02011002","5695EA11010","PVC박스 신설","HI SW박스 1G","개",18,{"$nulls":8},"",null,null,0,0,0]
["02011002","5695EA11013","PVC박스 신설","HI 콘크리트8각 75","개",102,{"$nulls":8},"",null,null,0,0,0]
["02011002","5695EB02010","관내배선","HIV 1.2mm","M",1963.1,{"$nulls":8},"",null,null,0,0,0]
["02011002","5695TN04010","스피커","4각형 1W/3.5IN","개",102,{"$nulls":8},"",null,null,0,0,0]
["02011002","5695TN04014","스피커","벽부용 3W","개",18,{"$nulls":8},"",null,null,0,0,0]
["02011002","5695TM04016","약전단자함","10P(SUS)","개",1,{"$nulls":8},"",null,null,0,0,0]
["02011002","5695CSE1098","파이프지지","W 50","개소",2,{"$nulls":8},"",null,null,0,0,0]
{"$rows_empty":11}
[null,null,"[ 합           계 ]"]
[null,null,"02020101  소방설비공사"]
["02020101","5695EA01141","PVC PIPE 배관","HI 16MM","M",215,{"$nulls":8},"",null,null,0,0,0]
["02020101","5695EA01143","PVC PIPE 배관","HI 28MM","M",84.8,{"$nulls":8},"",null,null,0,0,0]
["02020101","5695EA01144","PVC PIPE 배관","HI 36MM","M",14.4,{"$nulls":8},""]
["02020101","5695EA02161","강제전선관배관","아연도 22MM","M",18.6,{"$nulls":8},"",null,null,0,0,0]
["02020101","5695EA05160","후렉시블전선관","16MM","M",3,{"$nulls":8},"",null,null,0,0,0]
["02020101","59753017043","1종가요관 부속품","박스커넥터, 16 mm 비방수","개",4,{"$nulls":8},"",null,null,0,0,0]
["02020101","CSES0020004","경질비닐전선관용 부품","노말밴드,HI 28C","EA",6,{"$nulls":8},"",null,null,0,0,0]
["02020101","CSES0020005","경질비닐전선관용 부품","노말밴드,HI 36C","EA",2,{"$nulls":8},""]
["02020101","59759017052","강재전선관용 부품","파이프크램프, 22 C","개",7,{"$nulls":8},""]
["02020101","5695EA11010","PVC박스 신설","HI SW박스 1G","개",6,{"$nulls":8},"",null,null,0,0,0]
["02020101","5695EA11011","PVC박스 신설","HI SW박스 2G","개",4,{"$nulls":8},"",null,null,0,0,0]
["02020101","5695EA11013","PVC박스 신설","HI 콘크리트8각 75","개",1,{"$nulls":8},"",null,null,0,0,0]
["02020101","5695EH01699","PULL BOX","100x100x100","개",1,{"$nulls":8},""]
["02020101","5695EB02010","관내배선","HIV 1.2mm","M",210.4,{"$nulls":8},"",null,null,0,0,0]
["02020101","5695EB02011","관내배선","HIV 1.6mm","M",830.3,{"$nulls":8},"",null,null,0,0,0]
["02020101","5695EB02012","관내배선","HIV 2.0mm","M",395.1,{"$nulls":8},"",null,null,0,0,0]
["02020101","5695EB02014","관내배선","HIV 5.5㎟","M",14,{"$nulls":8},"",null,null,0,0,0]
["02020101","5695EB03071","관내배선","GV 2.0mm","M",7,{"$nulls":8},"",null,null,0,0,0]
["02020101","5695EG04013","피난구유도등","중형","개",3,{"$nulls":8},"",null,null,0,0,0]
["02020101","5695EG04010","통로유도등","소형","개",5,{"$nulls":8},"",null,null,0,0,0]
["02020101","5695N020303","R형 중계기","2/2","SET",4,{"$nulls":8},""]
["02020101","5695EG06130","싸이렌","전자식","개",3,{"$nulls":8},"",null,null,0,0,0]
["02020101","5695EG06022","비상경보세트(노출형)","단독형","식",3,{"$nulls":8},""]
["02020101","56950120022","파이프행가"," 22 C","개소",2,{"$nulls":8},"",null,null,0,0,0]
["02020101","56950140100","파이프지지대"," W100","개소",7,{"$nulls":8},""]
["02020101","5695N020302","중계기전원반","15A","SET",1,{"$nulls":8},""]
{"$rows_empty":24}
[null,null,"[ 합           계 ]"]
[null,null,"02020102  방송설비공사"]
["02020102","5695EA01141","PVC PIPE 배관","HI 16MM","M",84.7,{"$nulls":8},""]
["02020102","5695EA02160","강제전선관배관","아연도 16MM","M",16.2,{"$nulls":8},""]
["02020102","59759017051","강재전선관용 부품","파이프크램프, 16 C","개",7,{"$nulls":8},""]
["02020102","5695EA11010","PVC박스 신설","HI SW박스 1G","개",2,{"$nulls":8},"",null,null,0,0,0]
["02020102","5695EA11011","PVC박스 신설","HI SW박스 2G","개",1,{"$nulls":8},""]
["02020102","5695EB02010","관내배선","HIV 1.2mm","M",172.9,{"$nulls":8},"",null,null,0,0,0]
["02020102","5695TN04014","스피커","벽부용 3W","개",3,{"$nulls":8},"",null,null,0,0,0]
["02020102","5695TM04016","약전단자함","10P(SUS)","개",1,{"$nulls":8},"",null,null,0,0,0]
["02020102","56950120016","파이프행가"," 16 C","개소",1,{"$nulls":8},""]
{"$rows_empty":15}
[null,null,"[ 합           계 ]"]
[null,null,"02020201  소방설비공사"]
["02020201","5695EA01141","PVC PIPE 배관","HI 16MM","M",186.1,{"$nulls":8},"",null,null,0,0,0]
["02020201","5695EA01143","PVC PIPE 배관","HI 28MM","M",76.9,{"$nulls":8},"",null,null,0,0,0]
["02020201","5695EA01144","PVC PIPE 배관","HI 36MM","M",14.6,{"$nulls":8},"",null,null,0,0,0]
["02020201","5695EA02161","강제전선관배관","아연도 22MM","M",15,{"$nulls":8},"",null,null,0,0,0]
["02020201","5695EA05160","후렉시블전선관","16MM","M",3,{"$nulls":8},"",null,null,0,0,0]
["02020201","59753017043","1종가요관 부속품","박스커넥터, 16 mm 비방수","개",4,{"$nulls":8},"",null,null,0,0,0]
["02020201","CSES0020004","경질비닐전선관용 부품","노말밴드,HI 28C","EA",5,{"$nulls":8},"",null,null,0,0,0]
["02020201","CSES0020005","경질비닐전선관용 부품","노말밴드,HI 36C","EA",2,{"$nulls":8},"",null,null,0,0,0]
["02020201","59759017052","강재전선관용 부품","파이프크램프, 22 C","개",5,{"$nulls":8},"",null,null,0,0,0]
["02020201","5695EA11010","PVC박스 신설","HI SW박스 1G","개",7,{"$nulls":8},"",null,null,0,0,0]
["02020201","5695EA11011","PVC박스 신설","HI SW박스 2G","개",3,{"$nulls":8},"",null,null,0,0,0]
["02020201","5695EA11013","PVC박스 신설","HI 콘크리트8각 75","개",1,{"$nulls":8},"",null,null,0,0,0]
["02020201","5695EH01699","PULL BOX","100x100x100","개",1,{"$nulls":8},"",null,null,0,0,0]
["02020201","5695EB02010","관내배선","HIV 1.2mm","M",195,{"$nulls":8},"",null,null,0,0,0]
["02020201","5695EB02011","관내배선","HIV 1.6mm","M",806.8,{"$nulls":8},"",null,null,0,0,0]
["02020201","5695EB02012","관내배선","HIV 2.0mm","M",337.1,{"$nulls":8},"",null,null,0,0,0]
["02020201","5695EB02014","관내배선","HIV 5.5㎟","M",14,{"$nulls":8},"",null,null,0,0,0]
["02020201","5695EB03071","관내배선","GV 2.0mm","M",7,{"$nulls":8},"",null,null,0,0,0]
["02020201","5695EG04013","피난구유도등","중형","개",3,{"$nulls":8},"",null,null,0,0,0]
["02020201","5695EG04010","통로유도등","소형","개",5,{"$nulls":8},"",null,null,0,0,0]
["02020201","5695N020303","R형 중계기","2/2","SET",4,{"$nulls":8},""]
["02020201","5695EG06130","싸이렌","전자식","개",3,{"$nulls":8},"",null,null,0,0,0]
["02020201","5695EG06022","비상경보세트(노출형)","단독형","식",3,{"$nulls":8},"",null,null,0,0,0]
["02020201","56950120022","파이프행가"," 22 C","개소",3,{"$nulls":8},"",null,null,0,0,0]
["02020201","56950140100","파이프지지대"," W100","개소",5,{"$nulls":8},"",null,null,0,0,0]
["02020201","5695N020302","중계기전원반","15A","SET",1,{"$nulls":8},""]
{"$rows_empty":24}
[null,null,"[ 합           계 ]"]
[null,null,"02020202  방송설비공사"]
["02020202","5695EA01141","PVC PIPE 배관","HI 16MM","M",82.2,{"$nulls":8},"",null,null,0,0,0]
["02020202","5695EA02160","강제전선관배관","아연도 16MM","M",13,{"$nulls":8},"",null,null,0,0,0]
["02020202","59759017051","강재전선관용 부품","파이프크램프, 16 C","개",5,{"$nulls":8},"",null,null,0,0,0]
["02020202","5695EA11010","PVC박스 신설","HI SW박스 1G","개",1,{"$nulls":8},"",null,null,0,0,0]
["02020202","5695EA11011","PVC박스 신설","HI SW박스 2G","개",2,{"$nulls":8},"",null,null,0,0,0]
["02020202","5695EB02010","관내배선","HIV 1.2mm","M",167.9,{"$nulls":8},"",null,null,0,0,0]
["02020202","5695TN04014","스피커","벽부용 3W","개",3,{"$nulls":8},"",null,null,0,0,0]
["02020202","5695TM04016","약전단자함","10P(SUS)","개",1,{"$nulls":8},"",null,null,0,0,0]
["02020202","56950120016","파이프행가"," 16 C","개소",1,{"$nulls":8},"",null,null,0,0,0]
{"$rows_empty":15}
[null,null,"[ 합           계 ]"]
[null,null,"02020301  소방설비공사"]
["02020301","5695EA01141","PVC PIPE 배관","HI 16MM","M",351,{"$nulls":8},"",null,null,0,0,0]
["02020301","5695EA01143","PVC PIPE 배관","HI 28MM","M",162.8,{"$nulls":8},"",null,null,0,0,0]
["02020301","5695EA01144","PVC PIPE 배관","HI 36MM","M",12.9,{"$nulls":8},"",null,null,0,0,0]
["02020301","5695EA02161","강제전선관배관","아연도 22MM","M",5.2,{"$nulls":8},"",null,null,0,0,0]
["02020301","5695EA05160","후렉시블전선관","16MM","M",3,{"$nulls":8},"",null,null,0,0,0]
["02020301","59753017043","1종가요관 부속품","박스커넥터, 16 mm 비방수","개",4,{"$nulls":8},"",null,null,0,0,0]
["02020301","CSES0020004","경질비닐전선관용 부품","노말밴드,HI 28C","EA",12,{"$nulls":8},"",null,null,0,0,0]
["02020301","CSES0020005","경질비닐전선관용 부품","노말밴드,HI 36C","EA",3,{"$nulls":8},"",null,null,0,0,0]
["02020301","5695EA11010","PVC박스 신설","HI SW박스 1G","개",9,{"$nulls":8},"",null,null,0,0,0]
["02020301","5695EA11011","PVC박스 신설","HI SW박스 2G","개",7,{"$nulls":8},"",null,null,0,0,0]
["02020301","5695EA11013","PVC박스 신설","HI 콘크리트8각 75","개",9,{"$nulls":8},"",null,null,0,0,0]
["02020301","5695EH01090","조인트박스설치","100x100x50","개",1,{"$nulls":8},""]
["02020301","5695EH01699","PULL BOX","100x100x100","개",1,{"$nulls":8},"",null,null,0,0,0]
["02020301","5695EB02010","관내배선","HIV 1.2mm","M",499.4,{"$nulls":8},"",null,null,0,0,0]
["02020301","5695EB02011","관내배선","HIV 1.6mm","M",1553.4,{"$nulls":8},"",null,null,0,0,0]
["02020301","5695EB02012","관내배선","HIV 2.0mm","M",553.9,{"$nulls":8},"",null,null,0,0,0]
["02020301","5695EB02014","관내배선","HIV 5.5㎟","M",14,{"$nulls":8},"",null,null,0,0,0]
["02020301","5695EB03071","관내배선","GV 2.0mm","M",7,{"$nulls":8},"",null,null,0,0,0]
["02020301","5695EG05010","감지기","차동식","개",1,{"$nulls":8},""]
["02020301","5695EG05011","감지기","정온식","개",2,{"$nulls":8},""]
["02020301","5695EG05012","감지기","연기식","개",4,{"$nulls":8},""]
["02020301","5695EG04013","피난구유도등","중형","개",4,{"$nulls":8},"",null,null,0,0,0]
["02020301","5695EG04010","통로유도등","소형","개",8,{"$nulls":8},"",null,null,0,0,0]
["02020301","5695N020303","R형 중계기","2/2","SET",7,{"$nulls":8},""]
["02020301","5695EG06130","싸이렌","전자식","개",6,{"$nulls":8},"",null,null,0,0,0]
["02020301","5695EG06022","비상경보세트(노출형)","단독형","식",6,{"$nulls":8},"",null,null,0,0,0]
["02020301","56950120022","파이프행가"," 22 C","개소",2,{"$nulls":8},"",null,null,0,0,0]
["02020301","5695N020302","중계기전원반","15A","SET",1,{"$nulls":8},""]
{"$rows_empty":22}
[null,null,"[ 합           계 ]"]
[null,null,"02020302  무선통신보조설비공사"]
["02020302","5695EA02162","강제전선관배관","아연도 28MM","M",27.6,{"$nulls":8},""]
["02020302","59759017061","강재전선관용 부품","노말밴드, 아연도 28 mm","개",5,{"$nulls":8},""]
["02020302","59759017053","강재전선관용 부품","파이프크램프, 28 C","개",7,{"$nulls":8},""]
["02020302","5695TN23121","누설동축케이블","HFC-12D","개",166.3,{"$nulls":8},""]
["02020302","5695TB70006","동축케이블","ECX(10D-2V)","M",278.6,{"$nulls":8},""]
["02020302","CSES0080105","RADIAX CONNECTOR","RFCX-12D","개",2,{"$nulls":8},""]
["02020302","CSES0080108","ECX CONNECTOR","ECX 10D-2V","개",8,{"$nulls":8},""]
["02020302","5695TN21150","SPLITTER","3 WAY","개",1,{"$nulls":8},""]
["02020302","5695TN21210","DISTRIBUTOR","2 WAY","개",1,{"$nulls":8},""]
["02020302","5695TN21250","무선접속단자함","210x280x120","개",2,{"$nulls":8},""]
["02020302","5695TN21330","DUMMY LOAD","50 OHM","개",1,{"$nulls":8},""]
["02020302","CSES0080125","SUSPENSION  CLAMP","천정부착용","SET",111,{"$nulls":8},""]
["02020302","CSES0080132","DEAD END BRAKET","천정부착용","SET",8,{"$nulls":8},""]
["02020302","56950120028","파이프행가"," 28 C","개소",2,{"$nulls":8},""]
["02020302","56950140100","파이프지지대"," W100","개소",1,{"$nulls":8},""]
{"$rows_empty":9}
[null,null,"[ 합           계 ]"]
[null,null,"02020303  방송설비공사"]
["02020303","5695EA01141","PVC PIPE 배관","HI 16MM","M",185,{"$nulls":8},"",null,null,0,0,0]
["02020303","5695EA02160","강제전선관배관","아연도 16MM","M",7.2,{"$nulls":8},"",null,null,0,0,0]
["02020303","5695EA11010","PVC박스 신설","HI SW박스 1G","개",4,{"$nulls":8},"",null,null,0,0,0]
["02020303","5695EA11011","PVC박스 신설","HI SW박스 2G","개",4,{"$nulls":8},"",null,null,0,0,0]
["02020303","5695EA11013","PVC박스 신설","HI 콘크리트8각 75","개",1,{"$nulls":8},""]
["02020303","5695EB02010","관내배선","HIV 1.2mm","M",377.1,{"$nulls":8},"",null,null,0,0,0]
["02020303","5695TN04013","스피커","천정용 3W","개",1,{"$nulls":8},""]
["02020303","5695TN04014","스피커","벽부용 3W","개",8,{"$nulls":8},"",null,null,0,0,0]
["02020303","5695TM04016","약전단자함","10P(SUS)","개",1,{"$nulls":8},"",null,null,0,0,0]
["02020303","56950120016","파이프행가"," 16 C","개소",3,{"$nulls":8},"",null,null,0,0,0]
{"$rows_empty":14}
[null,null,"[ 합           계 ]"]
[null,null,"02020401  소방설비공사"]
["02020401","5695EA01141","PVC PIPE 배관","HI 16MM","M",843.3,{"$nulls":8},"",null,null,0,0,0]
["02020401","5695EA01143","PVC PIPE 배관","HI 28MM","M",216.2,{"$nulls":8},"",null,null,0,0,0]
["02020401","5695EA01144","PVC PIPE 배관","HI 36MM","M",208.3,{"$nulls":8},"",null,null,0,0,0]
["02020401","5695EA02161","강제전선관배관","아연도 22MM","M",6.7,{"$nulls":8},"",null,null,0,0,0]
["02020401","5695EA05160","후렉시블전선관","16MM","M",9,{"$nulls":8},"",null,null,0,0,0]
["02020401","59753017043","1종가요관 부속품","박스커넥터, 16 mm 비방수","개",12,{"$nulls":8},"",null,null,0,0,0]
["02020401","CSES0020004","경질비닐전선관용 부품","노말밴드,HI 28C","EA",14,{"$nulls":8},"",null,null,0,0,0]
["02020401","CSES0020005","경질비닐전선관용 부품","노말밴드,HI 36C","EA",14,{"$nulls":8},"",null,null,0,0,0]
["02020401","59759017052","강재전선관용 부품","파이프크램프, 22 C","개",3,{"$nulls":8},""]
["02020401","5695EA11010","PVC박스 신설","HI SW박스 1G","개",15,{"$nulls":8},"",null,null,0,0,0]
["02020401","5695EA11011","PVC박스 신설","HI SW박스 2G","개",16,{"$nulls":8},"",null,null,0,0,0]
["02020401","5695EA11013","PVC박스 신설","HI 콘크리트8각 75","개",6,{"$nulls":8},"",null,null,0,0,0]
["02020401","5695EH01090","조인트박스설치","100x100x50","개",8,{"$nulls":8},"",null,null,0,0,0]
["02020401","5695EH01699","PULL BOX","100x100x100","개",3,{"$nulls":8},"",null,null,0,0,0]
["02020401","5695EB02010","관내배선","HIV 1.2mm","M",937.6,{"$nulls":8},"",null,null,0,0,0]
["02020401","5695EB02011","관내배선","HIV 1.6mm","M",4824.1,{"$nulls":8},"",null,null,0,0,0]
["02020401","5695EB02012","관내배선","HIV 2.0mm","M",1193.9,{"$nulls":8},"",null,null,0,0,0]
["02020401","5695EB02014","관내배선","HIV 5.5㎟","M",14,{"$nulls":8},"",null,null,0,0,0]
["02020401","5695EB03071","관내배선","GV 2.0mm","M",7,{"$nulls":8},"",null,null,0,0,0]
["02020401","5695EG05012","감지기","연기식","개",2,{"$nulls":8},"",null,null,0,0,0]
["02020401","5695EG04013","피난구유도등","중형","개",7,{"$nulls":8},"",null,null,0,0,0]
["02020401","5695EG04010","통로유도등","소형","개",19,{"$nulls":8},"",null,null,0,0,0]
["02020401","5695N020303","R형 중계기","2/2","SET",10,{"$nulls":8},""]
["02020401","5695EG06130","싸이렌","전자식","개",9,{"$nulls":8},"",null,null,0,0,0]
["02020401","5695EG06022","비상경보세트(노출형)","단독형","식",9,{"$nulls":8},"",null,null,0,0,0]
["02020401","5695EG09122","연동제어기","방화샷다용","개",1,{"$nulls":8},""]
["02020401","56950140100","파이프지지대"," W100","개소",3,{"$nulls":8},""]
["02020401","5695N020302","중계기전원반","15A","SET",1,{"$nulls":8},""]
{"$rows_empty":22}
[null,null,"[ 합           계 ]"]
[null,null,"02020402  무선통신보조설비공사"]
["02020402","5695EA02162","강제전선관배관","아연도 28MM","M",37.9,{"$nulls":8},"",null,null,0,0,0]
["02020402","59759017061","강재전선관용 부품","노말밴드, 아연도 28 mm","개",8,{"$nulls":8},"",null,null,0,0,0]
["02020402","59759017053","강재전선관용 부품","파이프크램프, 28 C","개",7,{"$nulls":8},"",null,null,0,0,0]
["02020402","5695TN23121","누설동축케이블","HFC-12D","개",336.5,{"$nulls":8},"",null,null,0,0,0]
["02020402","5695TB70006","동축케이블","ECX(10D-2V)","M",138.4,{"$nulls":8},"",null,null,0,0,0]
["02020402","CSES0080105","RADIAX CONNECTOR","RFCX-12D","개",4,{"$nulls":8},"",null,null,0,0,0]
["02020402","CSES0080108","ECX CONNECTOR","ECX 10D-2V","개",12,{"$nulls":8},"",null,null,0,0,0]
["02020402","5695TN21160","SPLITTER","4 WAY","개",1,{"$nulls":8},""]
["02020402","5695TN21210","DISTRIBUTOR","2 WAY","개",2,{"$nulls":8},"",null,null,0,0,0]
["02020402","5695TN21250","무선접속단자함","210x280x120","개",2,{"$nulls":8},"",null,null,0,0,0]
["02020402","5695TN21330","DUMMY LOAD","50 OHM","개",1,{"$nulls":8},"",null,null,0,0,0]
["02020402","CSES0080125","SUSPENSION  CLAMP","천정부착용","SET",224,{"$nulls":8},"",null,null,0,0,0]
["02020402","CSES0080132","DEAD END BRAKET","천정부착용","SET",16,{"$nulls":8},"",null,null,0,0,0]
["02020402","56950120028","파이프행가"," 28 C","개소",6,{"$nulls":8},"",null,null,0,0,0]
["02020402","56950140100","파이프지지대"," W100","개소",1,{"$nulls":8},"",null,null,0,0,0]
{"$rows_empty":9}
[null,null,"[ 합           계 ]"]
[null,null,"02020403  방송설비공사"]
["02020403","5695EA01141","PVC PIPE 배관","HI 16MM","M",310.6,{"$nulls":8},"",null,null,0,0,0]
["02020403","5695EA02160","강제전선관배관","아연도 16MM","M",3.7,{"$nulls":8},"",null,null,0,0,0]
["02020403","5695EA11010","PVC박스 신설","HI SW박스 1G","개",3,{"$nulls":8},"",null,null,0,0,0]
["02020403","5695EA11011","PVC박스 신설","HI SW박스 2G","개",6,{"$nulls":8},"",null,null,0,0,0]
["02020403","5695EB02010","관내배선","HIV 1.2mm","M",628.3,{"$nulls":8},"",null,null,0,0,0]
["02020403","5695TN04014","스피커","벽부용 3W","개",9,{"$nulls":8},"",null,null,0,0,0]
["02020403","5695TM04016","약전단자함","10P(SUS)","개",1,{"$nulls":8},"",null,null,0,0,0]
["02020403","56950120016","파이프행가"," 16 C","개소",1,{"$nulls":8},"",null,null,0,0,0]
{"$rows_empty":16}
[null,null,"[ 합           계 ]"]
[null,null,"02020501  소방설비공사"]
["02020501","5695EA04160","합성수지가요전선관","CD 16MM","M",25.1,{"$nulls":8},"",null,null,0,0,0]
["02020501","5695EA11013","PVC박스 신설","HI 콘크리트8각 75","개",6,{"$nulls":8},"",null,null,0,0,0]
["02020501","5695EB02010","관내배선","HIV 1.2mm","M",111,{"$nulls":8},"",null,null,0,0,0]
["02020501","5695EG05010","감지기","차동식","개",4,{"$nulls":8},"",null,null,0,0,0]
["02020501","5695EG05011","감지기","정온식","개",1,{"$nulls":8},"",null,null,0,0,0]
["02020501","5695EG05012","감지기","연기식","개",1,{"$nulls":8},"",null,null,0,0,0]
{"$rows_empty":18}
[null,null,"[ 합           계 ]"]
[null,null,"02020502  방송설비공사"]
["02020502","5695EA04160","합성수지가요전선관","CD 16MM","M",30.1,{"$nulls":8},"",null,null,0,0,0]
["02020502","5695EA05160","후렉시블전선관","16MM","M",4,{"$nulls":8},"",null,null,0,0,0]
["02020502","59753017043","1종가요관 부속품","박스커넥터, 16 mm 비방수","개",8,{"$nulls":8},"",null,null,0,0,0]
["02020502","5695EA11010","PVC박스 신설","HI SW박스 1G","개",1,{"$nulls":8},"",null,null,0,0,0]
["02020502","5695EA11012","PVC박스 신설","HI 콘크리트4각 75","개",1,{"$nulls":8},""]
["02020502","5695EA11013","PVC박스 신설","HI 콘크리트8각 75","개",3,{"$nulls":8},"",null,null,0,0,0]
["02020502","5695EB02010","관내배선","HIV 1.2mm","M",86.8,{"$nulls":8},"",null,null,0,0,0]
["02020502","5695TN04013","스피커","천정용 3W","개",4,{"$nulls":8},""]
["02020502","5695TN04014","스피커","벽부용 3W","개",1,{"$nulls":8},"",null,null,0,0,0]
{"$rows_empty":15}
[null,null,"[ 합           계 ]"]
[null,null,"02020601  소방설비공사"]
["02020601","5695EA04160","합성수지가요전선관","CD 16MM","M",18.5,{"$nulls":8},"",null,null,0,0,0]
["02020601","5695EA11013","PVC박스 신설","HI 콘크리트8각 75","개",4,{"$nulls":8},"",null,null,0,0,0]
["02020601","5695EB02010","관내배선","HIV 1.2mm","M",78.8,{"$nulls":8},"",null,null,0,0,0]
["02020601","5695EG05010","감지기","차동식","개",3,{"$nulls":8},"",null,null,0,0,0]
["02020601","5695EG05011","감지기","정온식","개",1,{"$nulls":8},"",null,null,0,0,0]
{"$rows_empty":19}
[null,null,"[ 합           계 ]"]
[null,null,"02020602  방송설비공사"]
["02020602","5695EA04160","합성수지가요전선관","CD 16MM","M",13.7,{"$nulls":8},"",null,null,0,0,0]
["02020602","5695EA05160","후렉시블전선관","16MM","M",3,{"$nulls":8},"",null,null,0,0,0]
["02020602","59753017043","1종가요관 부속품","박스커넥터, 16 mm 비방수","개",6,{"$nulls":8},"",null,null,0,0,0]
["02020602","5695EA11013","PVC박스 신설","HI 콘크리트8각 75","개",3,{"$nulls":8},"",null,null,0,0,0]
["02020602","5695EB02010","관내배선","HIV 1.2mm","M",35.2,{"$nulls":8},"",null,null,0,0,0]
["02020602","5695TN04013","스피커","천정용 3W","개",3,{"$nulls":8},"",null,null,0,0,0]
{"$rows_empty":18}
[null,null,"[ 합           계 ]"]
[null,null,"02020701  소방설비공사"]
["02020701","5695EA04160","합성수지가요전선관","CD 16MM","M",44.9,{"$nulls":8},"",null,null,0,0,0]
["02020701","5695EA11013","PVC박스 신설","HI 콘크리트8각 75","개",8,{"$nulls":8},"",null,null,0,0,0]
["02020701","5695EB02010","관내배선","HIV 1.2mm","M",192.6,{"$nulls":8},"",null,null,0,0,0]
["02020701","5695EG05010","감지기","차동식","개",6,{"$nulls":8},"",null,null,0,0,0]
["02020701","5695EG05011","감지기","정온식","개",1,{"$nulls":8},"",null,null,0,0,0]
["02020701","5695EG05012","감지기","연기식","개",1,{"$nulls":8},"",null,null,0,0,0]
{"$rows_empty":18}
[null,null,"[ 합           계 ]"]
[null,null,"02020702  방송설비공사"]
["02020702","5695EA04160","합성수지가요전선관","CD 16MM","M",41.4,{"$nulls":8},"",null,null,0,0,0]
["02020702","5695EA05160","후렉시블전선관","16MM","M",7,{"$nulls":8},"",null,null,0,0,0]
["02020702","59753017043","1종가요관 부속품","박스커넥터, 16 mm 비방수","개",14,{"$nulls":8},"",null,null,0,0,0]
["02020702","5695EA11013","PVC박스 신설","HI 콘크리트8각 75","개",7,{"$nulls":8},"",null,null,0,0,0]
["02020702","5695EB02010","관내배선","HIV 1.2mm","M",102.7,{"$nulls":8},"",null,null,0,0,0]
["02020702","5695TN04013","스피커","천정용 3W","개",7,{"$nulls":8},"",null,null,0,0,0]
{"$rows_empty":18}
[null,null,"[ 합           계 ]"]
[null,null,"02020801  소방설비공사"]
["02020801","5695EA04160","합성수지가요전선관","CD 16MM","M",32.8,{"$nulls":8},"",null,null,0,0,0]
["02020801","5695EA11013","PVC박스 신설","HI 콘크리트8각 75","개",8,{"$nulls":8},"",null,null,0,0,0]
["02020801","5695EB02010","관내배선","HIV 1.2mm","M",144.2,{"$nulls":8},"",null,null,0,0,0]
["02020801","5695EG05010","감지기","차동식","개",8,{"$nulls":8},"",null,null,0,0,0]
{"$rows_empty":20}
[null,null,"[ 합           계 ]"]
[null,null,"02020802  방송설비공사"]
["02020802","5695EA04160","합성수지가요전선관","CD 16MM","M",46.9,{"$nulls":8},"",null,null,0,0,0]
["02020802","5695EA05160","후렉시블전선관","16MM","M",7,{"$nulls":8},"",null,null,0,0,0]
["02020802","59753017043","1종가요관 부속품","박스커넥터, 16 mm 비방수","개",14,{"$nulls":8},"",null,null,0,0,0]
["02020802","5695EA11010","PVC박스 신설","HI SW박스 1G","개",1,{"$nulls":8},"",null,null,0,0,0]
["02020802","5695EA11013","PVC박스 신설","HI 콘크리트8각 75","개",7,{"$nulls":8},"",null,null,0,0,0]
["02020802","5695EB02010","관내배선","HIV 1.2mm","M",114.3,{"$nulls":8},"",null,null,0,0,0]
["02020802","5695TN04013","스피커","천정용 3W","개",7,{"$nulls":8},"",null,null,0,0,0]
["02020802","5695TN04014","스피커","벽부용 3W","개",1,{"$nulls":8},"",null,null,0,0,0]
{"$rows_empty":16}
[null,null,"[ 합           계 ]"]
[null,null,"02020901  옥외소방간선공사"]
["02020901","5695EA01142","PVC PIPE 배관","HI 22MM","M",39.9,{"$nulls":8},"",null,null,0,0,0]
["02020901","5695EA02160","강제전선관배관","아연도 16MM","M",16.4,{"$nulls":8},""]
["02020901","5695EA02161","강제전선관배관","아연도 22MM","M",40.4,{"$nulls":8},"",null,null,0,0,0]
["02020901","5695EA02164","강제전선관배관","아연도 42MM","M",44.7,{"$nulls":8},""]
["02020901","59759017051","강재전선관용 부품","파이프크램프, 16 C","개",8,{"$nulls":8},""]
["02020901","59759017052","강재전선관용 부품","파이프크램프, 22 C","개",13,{"$nulls":8},""]
["02020901","59759017055","강재전선관용 부품","파이프크램프, 42 C","개",8,{"$nulls":8},""]
["02020901","5695EC61023","내열전선","FR-3 1.6mm x2C","M",144.9,{"$nulls":8},""]
["02020901","5695EC61033","내열전선","FR-3 1.6mm x3C","M",2477.7,{"$nulls":8},""]
["02020901","5695EC61302","내열전선","FR-3 1.2mm x30C","M",182.8,{"$nulls":8},""]
["02020901","5695EC80101","제어용케이블신설","HCVV-SB 1.2mm x1P","M",2469.2,{"$nulls":8},"",null,null,0,0,0]
["02020901","5695N020303","R형 중계기","2/2","SET",4,{"$nulls":8},""]
["02020901","56950120022","파이프행가"," 22 C","개소",8,{"$nulls":8},"",null,null,0,0,0]
["02020901","56950120042","파이프행가"," 42 C","개소",18,{"$nulls":8},""]
["02020901","56950140100","파이프지지대"," W100","개소",8,{"$nulls":8},""]
["02020901","5695N020301","부 수신기","10 CCT","SET",4,{"$nulls":8},""]
["02020901","5695N020300","R형 수신기","1000/1000","SET",1,{"$nulls":8},""]
{"$rows_empty":7}
[null,null,"[ 합           계 ]"]
[null,null,"02020902  옥외방송간선공사"]
["02020902","5695EA01141","PVC PIPE 배관","HI 16MM","M",65.2,{"$nulls":8},""]
["02020902","5695EA02160","강제전선관배관","아연도 16MM","M",58.2,{"$nulls":8},""]
["02020902","5695EA05160","후렉시블전선관","16MM","M",4,{"$nulls":8},"",null,null,0,0,0]
["02020902","59753017043","1종가요관 부속품","박스커넥터, 16 mm 비방수","개",8,{"$nulls":8},"",null,null,0,0,0]
["02020902","59759017051","강재전선관용 부품","파이프크램프, 16 C","개",20,{"$nulls":8},""]
["02020902","5695EA11013","PVC박스 신설","HI 콘크리트8각 75","개",4,{"$nulls":8},"",null,null,0,0,0]
["02020902","5695EC04020","제어용케이블신설","CCV-S 1.2mm x2C","M",1829.5,{"$nulls":8},""]
["02020902","5695EC04025","제어용케이블신설","CCV-S 1.2mm x3C","M",1753,{"$nulls":8},""]
["02020902","5695TN04013","스피커","천정용 3W","개",4,{"$nulls":8},""]
["02020902","56950120016","파이프행가"," 16 C","개소",18,{"$nulls":8},""]
["02020902","56950240050","관로구방수","D50","개소",8,{"$nulls":8},""]
["02020902","5695N020310","전관방송설비","2900W","SET",1,{"$nulls":8},""]
{"$rows_empty":12}
[null,null,"[ 합           계 ]"]
[null,null,"02020903  옥외방송설비공사"]
["02020903","5695EA01141","PVC PIPE 배관","HI 16MM","M",696,{"$nulls":8},"",null,null,0,0,0]
["02020903","5695EA02160","강제전선관배관","아연도 16MM","M",5,{"$nulls":8},"",null,null,0,0,0]
["02020903","5695EH01697","PULL BOX","100x100x50","개",1,{"$nulls":8},""]
["02020903","5695EC61025","내열전선","FR-3 2.0㎟ x2C","M",805,{"$nulls":8},""]
["02020903","5695TN04016","컬럼스피커","옥외용 20W","개",13,{"$nulls":8},""]
["02020903","5695EP03110","케이블표지시트","0.23x400","M",683.5,{"$nulls":8},""]
["02020903","56930220020","터파기(백호우90%,인력10%)","보통토사","M3",123,{"$nulls":8},""]
["02020903","56930240021","되메우기(백호우90%,인력10%)","보통토사","M3",123,{"$nulls":8},""]
["02020903","56950120016","파이프행가"," 16 C","개소",3,{"$nulls":8},"",null,null,0,0,0]
["02020903","56950240050","관로구방수","D50","개소",1,{"$nulls":8},"",null,null,0,0,0]
{"$rows_empty":14}
[null,null,"[ 합           계 ]"]
[null,null,"02030101  방송설비공사"]
["02030101","5695EA01141","PVC PIPE 배관","HI 16MM","M",33.6,{"$nulls":8},""]
["02030101","5695EA05160","후렉시블전선관","16MM","M",5,{"$nulls":8},"",null,null,0,0,0]
["02030101","59753017043","1종가요관 부속품","박스커넥터, 16 mm 비방수","개",10,{"$nulls":8},"",null,null,0,0,0]
["02030101","5695EA11013","PVC박스 신설","HI 콘크리트8각 75","개",5,{"$nulls":8},"",null,null,0,0,0]
["02030101","5695EB02010","관내배선","HIV 1.2mm","M",81.9,{"$nulls":8},"",null,null,0,0,0]
["02030101","5695TN04013","스피커","천정용 3W","개",5,{"$nulls":8},"",null,null,0,0,0]
["02030101","5695TM04016","약전단자함","10P(SUS)","개",1,{"$nulls":8},""]
{"$rows_empty":17}
[null,null,"[ 합           계 ]"]
[null,null,"02030201  방송설비공사"]
["02030201","5695EA01141","PVC PIPE 배관","HI 16MM","M",24.3,{"$nulls":8},"",null,null,0,0,0]
["02030201","5695EA05160","후렉시블전선관","16MM","M",4,{"$nulls":8},"",null,null,0,0,0]
["02030201","59753017043","1종가요관 부속품","박스커넥터, 16 mm 비방수","개",8,{"$nulls":8},"",null,null,0,0,0]
["02030201","5695EA11013","PVC박스 신설","HI 콘크리트8각 75","개",4,{"$nulls":8},"",null,null,0,0,0]
["02030201","5695EB02010","관내배선","HIV 1.2mm","M",60.7,{"$nulls":8},"",null,null,0,0,0]
["02030201","5695TN04013","스피커","천정용 3W","개",4,{"$nulls":8},"",null,null,0,0,0]
["02030201","5695TM04016","약전단자함","10P(SUS)","개",1,{"$nulls":8},"",null,null,0,0,0]
{"$rows_empty":17}
[null,null,"[ 합           계 ]"]
["End Of File(Ver 6.0)"]
[null,null,"A,B행과 마지막열은 지우지 마시오"]