{"text_format":"2","workbook":"xls","n_sheets":3,"sheets":["원가","집계표","내역서"],"not_rendered":{"charts":0,"images":0,"macros":1,"external_links":1,"defined_names":5,"comments":0,"pivot_tables":0},"unopened":[],"bounds":{"document_bytes":16777216,"sheet_cells":100000,"run_cost":"one","rows_first":2000,"rows_last":500,"rows_between":2000,"halvings":0,"cell_chars":16384,"cell_head_chars":4096},"cells_cut":0,"cells_raw":0,"read":"whole","date_system":"1900","formulas":"cached_only"}

{"sheet":"원가","index":0,"n_rows":33,"n_cols":11,"rows_kept":33,"cut":false,"hidden":false,"merged":[[22,0,22,2],[23,0,23,2],[2,10,3,10],[2,0,3,2],[2,3,2,5],[2,6,2,8],[2,9,3,9],[0,0,0,10],[7,1,9,1],[10,1,20,1],[21,1,21,2],[4,0,21,0],[4,1,6,1],[25,0,25,2],[26,0,26,2],[24,0,24,2],[31,0,31,2],[28,0,28,2]],"flags":["formulas_cached_only"]}
[" 공 사 원 가 계 산 서 "]
["공사명 : 안성공도 5BL 임대아파트 건설공사 (전기)"]
["구              분",null,null,"전             기",null,null,"소        방",null,null,"계","비고"]
[null,null,null,"주거부분","근린생활시설","소  계","주거부분","근린생활시설","소  계"]
["순  공  사  원  가","재 료 비","직 접 재 료 비",0,0,0,0,0,0,0]
[null,null,"작 업 부 산 물",0,0,0,0,0,0,0]
[null,null," 1.     소     계",0,0,0,0,0,0,0]
[null,"노 무 비","직 접 노 무 비",0,0,0,0,0,0,0]
[null,null,"간 접 노 무 비",0,0,0,0,0,0,0,"직접노무비*9.23%"]
[null,null," 2.     소     계",0,0,0,0,0,0,0]
[null,"경      비","가설비 공사비",0,0,0,0,0,0,0]
[null,null,"기  계  경  비",0,0,0,0,0,0,0]
[null,null,"산 재 보 험 료",0,0,0,0,0,0,0,"노무비*3.1%"]
[null,null,"고 용 보 험 료",0,0,0,0,0,0,0,"노무비*0.65%"]
[null,null,"퇴직공제부금비",0,0,0,0,0,0,0,"직접노무비*1.12%"]
[null,null,"안 전 관 리 비",0,0,0,0,0,0,0,"((재료비+직접노무비+지급자재(납품도)/1.1)*0.91%+1,647천"]
[null,null,"품 질 관 리 비",0,0,0,0,0,0,0]
[null,null,"기  타  경  비",0,0,0,0,0,0,0,"(재료비+노무비)*3.42%"]
[null,null,"건강보험료",0,0,0,0,0,0,0,"직접노무비*1.25%"]
[null,null,"연 금 보 험 료",0,0,0,0,0,0,0,"직접노무비*2.41%"]
[null,null," 3.     소     계",0,0,0,0,0,0,0]
[null,"           4.     계",null,0,0,0,0,0,0,0,"재료비+노무비+경비"]
["   5. 일    반    관    리    비",null,null,0,0,0,0,0,0,0,"계*3.5%"]
["   6. 이                      윤",null,null,0,0,0,0,0,0,0,"(노무비+경비+일반관리비)*5.57%"]
["   7. 손    해    보    험    료",null,null,0,0,0,0,0,0,0]
["   8. 공     급       가      액",null,null,0,0,0,0,0,0,0,"계+일반관리비+이윤+손해보험료"]
["   9. 매          입          세",null,null,0,0,0,0,0,0,0,"(재료비)*10%"]
["  10. 부    가    가    치    세",null,null,0,0,0,0,0,0,0," 근생:공급가액*10%"]
["  11. 도      급      금      액",null,null,0,0,0,0,0,0,0]
["    12. 지  급  자  재  비(설치도)",null,null,0,0,0,0,0,0,0]
["    13. 지  급  자  재  비(납품도)",null,null,0,0,0,0,0,0,0]
["  14. 한   전    수    탁     비",null,null,23760000,0,23760000,0,0,0,23760000]
["    [    총    공    사    비    ]",null,null,0,0,0,0,0,0,0]

{"sheet":"집계표","index":1,"n_rows":131,"n_cols":14,"rows_kept":131,"cut":false,"hidden":false,"merged":[[2,6,2,7],[2,8,2,9],[2,10,2,11],[2,12,3,12],[0,0,0,12],[1,0,1,12],[2,0,3,0],[2,1,3,1],[2,2,3,2],[2,3,3,3],[2,4,2,5]],"flags":["formulas_cached_only"]}
["집   계   표"]
["[공사명]  안성공도지구 A-5BL 국민임대주택 전기공사"]
["품          명","규       격","단위","수량","재  료  비",null,"노  무  비",null,"경    비",null,"합    계",null,"비고"]
[{"$nulls":4},"단가","금액","단가","금액","단가","금액","단가","금액"]
["01  전기공사",null,null,1,{"$nulls":9},"01"]
["0101  아파트 전기공사",null,null,1,{"$nulls":9},"0101"]
["010101  501동 아파트전기공사",null,null,1,{"$nulls":9},"010101"]
["01010101  단위세대전기공사",null,null,1,{"$nulls":9},"01010101"]
["0101010101  세대전기공사 기준층 (39㎟)",null,null,51,{"$nulls":9},"0101010101"]
["0101010102  세대전기공사 기준층(49㎟ A)",null,null,34,{"$nulls":9},"0101010102"]
["01010102  전력간선공사",null,null,1,{"$nulls":9},"01010102"]
["01010103  공용부전등전열공사",null,null,1,{"$nulls":9},"01010103"]
["010102  502동 아파트전기공사",null,null,1,{"$nulls":9},"010102"]
["01010201  단위세대전기공사",null,null,1,{"$nulls":9},"01010201"]
["0101020101  세대전기공사 기준층 (39㎟)",null,null,65,{"$nulls":9},"0101020101"]
["0101020102  세대전기공사 기준층(49㎟ A)",null,null,44,{"$nulls":9},"0101020102"]
["0101020103  세대전기공사 기준층(49㎟ C)",null,null,21,{"$nulls":9},"0101020103"]
["01010202  전력간선공사",null,null,1,{"$nulls":9},"01010202"]
["01010203  공용부전등전열공사",null,null,1,{"$nulls":9},"01010203"]
["01010204  피뢰침설치공사",null,null,1,{"$nulls":9},"01010204"]
["010103  503동 아파트전기공사",null,null,1,{"$nulls":9},"010103"]
["01010301  단위세대전기공사",null,null,1,{"$nulls":9},"01010301"]
["0101030101  세대전기공사 기준층 (39㎟)",null,null,59,{"$nulls":9},"0101030101"]
["0101030102  세대전기공사 기준층(49㎟ A)",null,null,40,{"$nulls":9},"0101030102"]
["0101030103  세대전기공사 기준층(49㎟ C)",null,null,19,{"$nulls":9},"0101030103"]
["01010302  전력간선공사",null,null,1,{"$nulls":9},"01010302"]
["01010303  공용부전등전열공사",null,null,1,{"$nulls":9},"01010303"]
["010104  504동 아파트전기공사",null,null,1,{"$nulls":9},"010104"]
["01010401  단위세대전기공사",null,null,1,{"$nulls":9},"01010401"]
["0101040101  세대전기공사 기준층 (39㎟)",null,null,60,{"$nulls":9},"0101040101"]
["0101040102  세대전기공사 기준층(49㎟ A)",null,null,28,{"$nulls":9},"0101040102"]
["01010402  전력간선공사",null,null,1,{"$nulls":9},"01010402"]
["01010403  공용부전등전열공사",null,null,1,{"$nulls":9},"01010403"]
["010105  505동 아파트전기공사",null,null,1,{"$nulls":9},"010105"]
["01010501  단위세대전기공사",null,null,1,{"$nulls":9},"01010501"]
["0101050101  세대전기공사 기준층(59㎟ A)",null,null,52,{"$nulls":9},"0101050101"]
["01010502  전력간선공사",null,null,1,{"$nulls":9},"01010502"]
["01010503  공용부전등전열공사",null,null,1,{"$nulls":9},"01010503"]
["010106  506동 아파트전기공사",null,null,1,{"$nulls":9},"010106"]
["01010601  단위세대전기공사",null,null,1,{"$nulls":9},"01010601"]
["0101060101  세대전기공사 기준층(49㎟ A)",null,null,29,{"$nulls":9},"0101060101"]
["0101060102  세대전기공사 기준층(49㎟ B)",null,null,15,{"$nulls":9},"0101060102"]
["01010602  전력간선공사",null,null,1,{"$nulls":9},"01010602"]
["01010603  공용부전등전열공사",null,null,1,{"$nulls":9},"01010603"]
["01010604  피뢰침설치공사",null,null,1,{"$nulls":9},"01010604"]
["0102  부대시설 전기공사",null,null,1,{"$nulls":9},"0102"]
["010201  지하주차장-#1 전기공사",null,null,1,{"$nulls":9},"010201"]
["01020101  전력간선공사",null,null,1,{"$nulls":9},"01020101"]
["01020102  동력설비공사",null,null,1,{"$nulls":9},"01020102"]
["01020103  전등설비공사",null,null,1,{"$nulls":9},"01020103"]
["01020104  전열설비공사",null,null,1,{"$nulls":9},"01020104"]
["010202  지하주차장-#2 전기공사",null,null,1,{"$nulls":9},"010202"]
["01020201  전력간선공사",null,null,1,{"$nulls":9},"01020201"]
["01020202  동력설비공사",null,null,1,{"$nulls":9},"01020202"]
["01020203  전등설비공사",null,null,1,{"$nulls":9},"01020203"]
["01020204  전열설비공사",null,null,1,{"$nulls":9},"01020204"]
["010203  주민복지시설 전기공사",null,null,1,{"$nulls":9},"010203"]
["01020301  전력간선공사",null,null,1,{"$nulls":9},"01020301"]
["01020302  전등설비공사",null,null,1,{"$nulls":9},"01020302"]
["01020303  전열설비공사",null,null,1,{"$nulls":9},"01020303"]
["010204  관리사무소 전기공사",null,null,1,{"$nulls":9},"010204"]
["01020401  전력간선공사",null,null,1,{"$nulls":9},"01020401"]
["01020402  전등설비공사",null,null,1,{"$nulls":9},"01020402"]
["01020403  전열설비공사",null,null,1,{"$nulls":9},"01020403"]
["010205  변전실 전기공사",null,null,1,{"$nulls":9},"010205"]
["01020501  변전실전기공사",null,null,1,{"$nulls":9},"01020501"]
["01020502  전력제어설비공사",null,null,1,{"$nulls":9},"01020502"]
["010206  기계실동력설비공사",null,null,1,{"$nulls":9},"010206"]
["01020601  기계실동력설비공사",null,null,1,{"$nulls":9},"01020601"]
["010207  경비실 전기공사",null,null,1,{"$nulls":9},"010207"]
["01020701  경비실전기공사",null,null,1,{"$nulls":9},"01020701"]
["010208  옥외 전기공사",null,null,1,{"$nulls":9},"010208"]
["01020801  옥외외등설비공사",null,null,1,{"$nulls":9},"01020801"]
["01020802  옥외전력간선공사",null,null,1,{"$nulls":9},"01020802"]
["01020803  CABLE TRAY설치공사",null,null,1,{"$nulls":9},"01020803"]
["0103  근린생활시설 전기공사",null,null,1,{"$nulls":9},"0103"]
["010301  전력간선공사",null,null,1,{"$nulls":9},"010301"]
["010302  전등설비공사",null,null,1,{"$nulls":9},"010302"]
["010303  전열설비공사",null,null,1,{"$nulls":9},"010303"]
["02  소방공사",null,null,1,{"$nulls":9},"02"]
["0201  아파트 소방공사",null,null,1,{"$nulls":9},"0201"]
["020101  501동 아파트소방공사",null,null,1,{"$nulls":9},"020101"]
["02010101  소방설비공사",null,null,1,{"$nulls":9},"02010101"]
["02010102  방송설비공사",null,null,1,{"$nulls":9},"02010102"]
["020102  502동 아파트소방공사",null,null,1,{"$nulls":9},"020102"]
["02010201  소방설비공사",null,null,1,{"$nulls":9},"02010201"]
["02010202  방송설비공사",null,null,1,{"$nulls":9},"02010202"]
["020103  503동 아파트소방공사",null,null,1,{"$nulls":9},"020103"]
["02010301  소방설비공사",null,null,1,{"$nulls":9},"02010301"]
["02010302  방송설비공사",null,null,1,{"$nulls":9},"02010302"]
["020104  504동 아파트소방공사",null,null,1,{"$nulls":9},"020104"]
["02010401  소방설비공사",null,null,1,{"$nulls":9},"02010401"]
["02010402  방송설비공사",null,null,1,{"$nulls":9},"02010402"]
["020105  505동 아파트소방공사",null,null,1,{"$nulls":9},"020105"]
["02010501  소방설비공사",null,null,1,{"$nulls":9},"02010501"]
["02010502  방송설비공사",null,null,1,{"$nulls":9},"02010502"]
["020106  506동 아파트소방공사",null,null,1,{"$nulls":9},"020106"]
["02010601  소방설비공사",null,null,1,{"$nulls":9},"02010601"]
["02010602  방송설비공사",null,null,1,{"$nulls":9},"02010602"]
["0202  부대시설 소방공사",null,null,1,{"$nulls":9},"0202"]
["020201  지하주차장-#1 소방공사",null,null,1,{"$nulls":9},"020201"]
["02020101  소방설비공사",null,null,1,{"$nulls":9},"02020101"]
["02020102  무선통신보조설비공사",null,null,1,{"$nulls":9},"02020102"]
["02020103  방송설비공사",null,null,1,{"$nulls":9},"02020103"]
["020202  지하주차장-#2 소방공사",null,null,1,{"$nulls":9},"020202"]
["02020201  소방설비공사",null,null,1,{"$nulls":9},"02020201"]
["02020202  방송설비공사",null,null,1,{"$nulls":9},"02020202"]
["020203  주민복지시설 소방공사",null,null,1,{"$nulls":9},"020203"]
["02020301  소방설비공사",null,null,1,{"$nulls":9},"02020301"]
["02020302  방송설비공사",null,null,1,{"$nulls":9},"02020302"]
["020204  관리사무소 소방공사",null,null,1,{"$nulls":9},"020204"]
["02020401  소방설비공사",null,null,1,{"$nulls":9},"02020401"]
["02020402  방송설비공사",null,null,1,{"$nulls":9},"02020402"]
["020205  옥외 소방공사",null,null,1,{"$nulls":9},"020205"]
["02020501  옥외소방간선공사",null,null,1,{"$nulls":9},"02020501"]
["02020502  옥외방송간선공사",null,null,1,{"$nulls":9},"02020502"]
["02020503  옥외방송설비공사",null,null,1,{"$nulls":9},"02020503"]
["0203  근린생활시설 소방공사",null,null,1,{"$nulls":9},"0203"]
["020301  소방설비공사",null,null,1,{"$nulls":9},"020301"]
["020302  방송설비공사",null,null,1,{"$nulls":9},"020302"]
{"$rows_empty":8}
["[ 합                  계 ]"]
["End Of File(Ver 6.0)"]
["마지막열은 지우지 마시오"]

{"sheet":"내역서","index":2,"n_rows":3099,"n_cols":20,"rows_kept":3099,"cut":false,"hidden":false,"merged":[[1,8,1,9],[1,10,1,11],[1,12,1,13],[1,14,2,14],[0,2,0,14],[1,0,2,0],[1,1,2,1],[1,2,2,2],[1,3,2,3],[1,4,2,4],[1,5,2,5],[1,6,1,7]],"flags":["formulas_cached_only"]}
[null,null,"[공사명]  안성공도지구 A-5BL 국민임대주택 전기공사"]
["공종","코드","품          명","규       격","단위","수량","재  료  비",null,"노  무  비",null,"경    비",null,"합    계",null,"비고"]
[{"$nulls":6},"단가","금액","단가","금액","단가","금액","단가","금액"]
[null,null,"0101010101  세대전기공사 기준층 (39㎟)"]
["0101010101","5695EA04160","합성수지가요전선관","CD 16MM","M",93.2,{"$nulls":8},"",null,null,0,0,0]
["0101010101","5695EA11010","PVC박스 신설","HI SW박스 1G","개",10,{"$nulls":8},"",null,null,0,0,0]
["0101010101","5695EA11011","PVC박스 신설","HI SW박스 2G","개",11,{"$nulls":8},"",null,null,0,0,0]
["0101010101","5695EA11012","PVC박스 신설","HI 콘크리트4각 75","개",2,{"$nulls":8},"",null,null,0,0,0]
["0101010101","5695EA11013","PVC박스 신설","HI 콘크리트8각 75","개",6,{"$nulls":8},"",null,null,0,0,0]
["0101010101","5695EA12013","연결박스","","개",18,{"$nulls":8},"",null,null,0,0,0]
["0101010101","59754857276","박스지지금구","1구용(세대분전반용)","개",1,{"$nulls":8},"",null,null,0,0,0]
["0101010101","59754857277","박스지지금구","1구용(세대단자함용)","개",1,{"$nulls":8},"",null,null,0,0,0]
["0101010101","59754857278","박스지지금구","1구용","개",19,{"$nulls":8},"",null,null,0,0,0]
["0101010101","59754857279","박스지지금구","2구용","개",1,{"$nulls":8},"",null,null,0,0,0]
["0101010101","59754857280","박스지지금구","3구용","개",2,{"$nulls":8},"",null,null,0,0,0]
["0101010101","5695EB02011","관내배선","HIV 1.6mm","M",80,{"$nulls":8},"",null,null,0,0,0]
["0101010101","5695EB02012","관내배선","HIV 2.0mm","M",147.8,{"$nulls":8},"",null,null,0,0,0]
["0101010101","5695EB03070","관내배선","GV 1.6mm","M",10,{"$nulls":8},"",null,null,0,0,0]
["0101010101","5695EB03071","관내배선","GV 2.0mm","M",73.9,{"$nulls":8},"",null,null,0,0,0]
["0101010101","59400247001","와이어콘넥터","3.5 ㎟ x 2가닥","개",24,{"$nulls":8},"",null,null,0,0,0]
["0101010101","5695ED01110","콘센트신설","매입접지극부 1구 15A250V","개",6,{"$nulls":8},"",null,null,0,0,0]
["0101010101","5695ED01111","콘센트신설","매입접지극부 2구 15A250V","개",8,{"$nulls":8},"",null,null,0,0,0]
["0101010101","5695ED01112","콘센트신설","매입접지극부 4구 15A250V","개",1,{"$nulls":8},"",null,null,0,0,0]
["0101010101","5695ED01114","콘센트신설(방우콘센트)","매입접지극부 2구 15A250V","개",1,{"$nulls":8},"",null,null,0,0,0]
["0101010101","5695ED01117","콘센트신설(가로형)","매입접지극부 2구 15A250V","개",1,{"$nulls":8},"",null,null,0,0,0]
["0101010101","5695ED01118","콘센트신설(가로형방우콘센트)","매입접지극부 2구 15A250V","개",1,{"$nulls":8},"",null,null,0,0,0]
["0101010101","5695ED09019","와이드램프스위치신설(90MM)","매입대각형 1P","개",1,{"$nulls":8},"",null,null,0,0,0]
["0101010101","5695ED09020","와이드램프스위치신설(90MM)","매입대각형 2연용 1P","개",2,{"$nulls":8},"",null,null,0,0,0]
["0101010101","5695ED09021","와이드램프스위치신설(90MM)","매입대각형 3연용 1P","개",1,{"$nulls":8},"",null,null,0,0,0]
["0101010101","5695EZ20010","석고보드따기","전기","개소",19,{"$nulls":8},"",null,null,0,0,0]
["0101010101","56950280010","등기구보강","M바 표준형","SET",3,{"$nulls":8},"",null,null,0,0,0]
["0101010101","5695EZ90001","거실등","GES-00D","SET",1,{"$nulls":8},"",null,null,0,0,0]
["0101010101","5695EZ90003","침실등","CHS-00B","SET",1,{"$nulls":8},"",null,null,0,0,0]
["0101010101","5695EZ90004","현관등","HYS-00B","SET",1,{"$nulls":8},"",null,null,0,0,0]
["0101010101","5695EZ90005","욕실등","HWJ-01B","SET",1,{"$nulls":8},"",null,null,0,0,0]
["0101010101","5695EZ90006","발코니등","BKC-01B","SET",1,{"$nulls":8},"",null,null,0,0,0]
["0101010101","5695EZ90007","주방등","JBI-01A","SET",1,{"$nulls":8},"",null,null,0,0,0]
["0101010101","5695EZ90008","식탁등","SIT-01A","SET",1,{"$nulls":8},"",null,null,0,0,0]
["0101010101","5695EZ90050","세대분전반","MAIN:2P 50AF,분기:2P 30AFx4","면",1,{"$nulls":8},"",null,null,0,0,0]
{"$rows_empty":15}
[null,null,"[ 합           계 ]"]
[null,null,"0101010102  세대전기공사 기준층(49㎟ A)"]
["0101010102","5695EA04160","합성수지가요전선관","CD 16MM","M",103.6,{"$nulls":8},"",null,null,0,0,0]
["0101010102","5695EA04161","합성수지가요전선관","CD 22MM","M",2.1,{"$nulls":8},"",null,null,0,0,0]
["0101010102","5695EA11010","PVC박스 신설","HI SW박스 1G","개",9,{"$nulls":8},"",null,null,0,0,0]
["0101010102","5695EA11011","PVC박스 신설","HI SW박스 2G","개",14,{"$nulls":8},"",null,null,0,0,0]
["0101010102","5695EA11012","PVC박스 신설","HI 콘크리트4각 75","개",3,{"$nulls":8},"",null,null,0,0,0]
["0101010102","5695EA11013","PVC박스 신설","HI 콘크리트8각 75","개",11,{"$nulls":8},"",null,null,0,0,0]
["0101010102","5695EA12013","연결박스","","개",22,{"$nulls":8},"",null,null,0,0,0]
["0101010102","59754857276","박스지지금구","1구용(세대분전반용)","개",1,{"$nulls":8},"",null,null,0,0,0]
["0101010102","59754857277","박스지지금구","1구용(세대단자함용)","개",1,{"$nulls":8},"",null,null,0,0,0]
["0101010102","59754857278","박스지지금구","1구용","개",20,{"$nulls":8},"",null,null,0,0,0]
["0101010102","59754857280","박스지지금구","3구용","개",4,{"$nulls":8},"",null,null,0,0,0]
["0101010102","5695EB02011","관내배선","HIV 1.6mm","M",137.4,{"$nulls":8},"",null,null,0,0,0]
["0101010102","5695EB02012","관내배선","HIV 2.0mm","M",139.8,{"$nulls":8},"",null,null,0,0,0]
["0101010102","5695EB03070","관내배선","GV 1.6mm","M",9.2,{"$nulls":8},"",null,null,0,0,0]
["0101010102","5695EB03071","관내배선","GV 2.0mm","M",69.9,{"$nulls":8},"",null,null,0,0,0]
["0101010102","59400247001","와이어콘넥터","3.5 ㎟ x 2가닥","개",42,{"$nulls":8},"",null,null,0,0,0]
["0101010102","5695ED01110","콘센트신설","매입접지극부 1구 15A250V","개",6,{"$nulls":8},"",null,null,0,0,0]
["0101010102","5695ED01111","콘센트신설","매입접지극부 2구 15A250V","개",9,{"$nulls":8},"",null,null,0,0,0]
["0101010102","5695ED01112","콘센트신설","매입접지극부 4구 15A250V","개",1,{"$nulls":8},"",null,null,0,0,0]
["0101010102","5695ED01114","콘센트신설(방우콘센트)","매입접지극부 2구 15A250V","개",1,{"$nulls":8},"",null,null,0,0,0]
["0101010102","5695ED01117","콘센트신설(가로형)","매입접지극부 2구 15A250V","개",1,{"$nulls":8},"",null,null,0,0,0]
["0101010102","5695ED01118","콘센트신설(가로형방우콘센트)","매입접지극부 2구 15A250V","개",1,{"$nulls":8},"",null,null,0,0,0]
["0101010102","5695ED09019","와이드램프스위치신설(90MM)","매입대각형 1P","개",2,{"$nulls":8},"",null,null,0,0,0]
["0101010102","5695ED09020","와이드램프스위치신설(90MM)","매입대각형 2연용 1P","개",1,{"$nulls":8},"",null,null,0,0,0]
["0101010102","5695ED09021","와이드램프스위치신설(90MM)","매입대각형 3연용 1P","개",2,{"$nulls":8},"",null,null,0,0,0]
["0101010102","5695EZ20010","석고보드따기","전기","개소",25,{"$nulls":8},"",null,null,0,0,0]
["0101010102","56950280010","등기구보강","M바 표준형","SET",4,{"$nulls":8},"",null,null,0,0,0]
["0101010102","5695EZ90001","거실등","GES-00D","SET",1,{"$nulls":8},"",null,null,0,0,0]
["0101010102","5695EZ90002","안방등","CHL-00B","SET",1,{"$nulls":8},"",null,null,0,0,0]
["0101010102","5695EZ90003","침실등","CHS-00B","SET",1,{"$nulls":8},"",null,null,0,0,0]
["0101010102","5695EZ90004","현관등","HYS-00B","SET",1,{"$nulls":8},"",null,null,0,0,0]
["0101010102","5695EZ90005","욕실등","HWJ-01B","SET",1,{"$nulls":8},"",null,null,0,0,0]
["0101010102","5695EZ90006","발코니등","BKC-01B","SET",4,{"$nulls":8},"",null,null,0,0,0]
["0101010102","5695EZ90007","주방등","JBI-01A","SET",1,{"$nulls":8},"",null,null,0,0,0]
["0101010102","5695EZ90008","식탁등","SIT-01A","SET",1,{"$nulls":8},"",null,null,0,0,0]
["0101010102","5695EZ90009","복도등","HAL-00B","SET",2,{"$nulls":8},"",null,null,0,0,0]
["0101010102","5695EZ90050","세대분전반","MAIN:2P 50AF,분기:2P 30AFx4","면",1,{"$nulls":8},"",null,null,0,0,0]
{"$rows_empty":13}
[null,null,"[ 합           계 ]"]
[null,null,"01010102  전력간선공사"]
["01010102","5695EA01141","PVC PIPE 배관","HI 16MM","M",13.4,{"$nulls":8},"",null,null,0,0,0]
["01010102","5695EA01142","PVC PIPE 배관","HI 22MM","M",12.4,{"$nulls":8},""]
["01010102","5695EA01143","PVC PIPE 배관","HI 28MM","M",13.4,{"$nulls":8},"",null,null,0,0,0]
["01010102","5695EA02163","강제전선관배관","아연도 36MM","M",16.2,{"$nulls":8},"",null,null,0,0,0]
["01010102","5695EA02164","강제전선관배관","아연도 42MM","M",86.4,{"$nulls":8},"",null,null,0,0,0]
["01010102","5695EA02165","강제전선관배관","아연도 54MM","M",53.6,{"$nulls":8},"",null,null,0,0,0]
["01010102","5695EA02167","강제전선관배관","아연도 82MM","M",4.8,{"$nulls":8},"",null,null,0,0,0]
["01010102","5695EA04160","합성수지가요전선관","CD 16MM","M",732.7,{"$nulls":8},"",null,null,0,0,0]
["01010102","59759017063","강재전선관용 부품","노말밴드, 아연도 42 mm","개",6,{"$nulls":8},""]
["01010102","59759017064","강재전선관용 부품","노말밴드, 아연도 54 mm","개",2,{"$nulls":8},"",null,null,0,0,0]
["01010102","59759017066","강재전선관용 부품","노말밴드, 아연도 82 mm","개",2,{"$nulls":8},"",null,null,0,0,0]
["01010102","CSES0020004","경질비닐전선관용 부품","노말밴드,HI 28C","EA",5,{"$nulls":8},"",null,null,0,0,0]
["01010102","59759017054","강재전선관용 부품","파이프크램프, 36 C","개",12,{"$nulls":8},"",null,null,0,0,0]
["01010102","59759017055","강재전선관용 부품","파이프크램프, 42 C","개",59,{"$nulls":8},"",null,null,0,0,0]
["01010102","59759017056","강재전선관용 부품","파이프크램프, 54 C","개",38,{"$nulls":8},"",null,null,0,0,0]
["01010102","59759017058","강재전선관용 부품","파이프크램프, 82 C","개",4,{"$nulls":8},"",null,null,0,0,0]
["01010102","5695EH01704","PULL BOX","200x200x100","개",2,{"$nulls":8},""]
["01010102","5695EH01741","PULL BOX","250x250x100","개",1,{"$nulls":8},"",null,null,0,0,0]
["01010102","5695EH01721","PULL BOX","400x400x200","개",1,{"$nulls":8},""]
["01010102","5695EB02014","관내배선","HIV 5.5㎟","M",1693,{"$nulls":8},"",null,null,0,0,0]
["01010102","5695EB02016","관내배선","HIV 14㎟","M",69.6,{"$nulls":8},""]
["01010102","5695EB02028","관내배선","HIV 30㎟","M",451.1,{"$nulls":8},""]
["01010102","5695EB03071","관내배선","GV 2.0mm","M",817.7,{"$nulls":8},"",null,null,0,0,0]
["01010102","5695EB03080","관내배선","GV 5.5㎟","M",31.8,{"$nulls":8},"",null,null,0,0,0]
["01010102","5695EB03081","관내배선","GV 8㎟","M",121.1,{"$nulls":8},"",null,null,0,0,0]
["01010102","5695EB03082","관내배선","GV 14㎟","M",55.6,{"$nulls":8},"",null,null,0,0,0]
["01010102","5695EB03083","관내배선","GV 22㎟","M",20.4,{"$nulls":8},""]
["01010102","5695EC51409","내화전선","FR-8 30㎟ x4C","M",55.6,{"$nulls":8},""]
["01010102","5695EZ02012","접지","E3","개소",1,{"$nulls":8},"",null,null,0,0,0]
["01010102","59751777102","접지첨가제","접지저항저감제,아스판,10 Kg","개",1,{"$nulls":8},"",null,null,0,0,0]
["01010102","5695EQ31012","단말처리(압착터미날포함)","14MM2","조",46,{"$nulls":8},"",null,null,0,0,0]
["01010102","5695EQ31023","단말처리(압착터미날포함)","30MM2","조",126,{"$nulls":8},""]
["01010102","5695N050056","세대계량기반(5세대용)","900Wx500Hx180D(옥내)","면",17,{"$nulls":8},""]
["01010102","59754857285","보강철물","계량기함","개",17,{"$nulls":8},"",null,null,0,0,0]
["01010102","56950240050","관로구방수","D50","개소",1,{"$nulls":8},"",null,null,0,0,0]
["01010102","56950140300","파이프지지대"," W300","개소",1,{"$nulls":8},"",null,null,0,0,0]
["01010102","5695CSE1098","파이프지지","W 50","개소",31,{"$nulls":8},"",null,null,0,0,0]
["01010102","5695CSE1100","파이프지지","W 150","개소",13,{"$nulls":8},""]
["01010102","5695CSE1101","파이프지지","W 200","개소",12,{"$nulls":8},"",null,null,0,0,0]
["01010102","5695CSE1102","파이프지지","W 300","개소",10,{"$nulls":8},""]
["01010102","5695CSE1103","파이프지지","W 400","개소",3,{"$nulls":8},""]
["01010102","5695CSE1104","파이프지지","W 500","개소",1,{"$nulls":8},""]
["01010102","5695N050010","LM/LEM-501","800Wx2000Hx250D(옥내)","면",1,{"$nulls":8},""]
["01010102","5695N050020","LP-1A(501)","700Wx700Hx200D(옥내)","면",1,{"$nulls":8},""]
["01010102","5695N050026","LP-2A(501)","500Wx600Hx200D(옥내)","면",1,{"$nulls":8},""]
["01010102","5695N050033","PS-3","500Wx500Hx200D(옥내)","면",1,{"$nulls":8},""]
[]
[]
[]
[]
[null,null,"[ 합           계 ]"]
[null,null,"01010103  공용부전등전열공사"]
["01010103","5695EA01141","PVC PIPE 배관","HI 16MM","M",120.5,{"$nulls":8},"",null,null,0,0,0]
["01010103","5695EA01142","PVC PIPE 배관","HI 22MM","M",6.6,{"$nulls":8},""]
["01010103","5695EA02162","강제전선관배관","아연도 28MM","M",7.4,{"$nulls":8},""]
["01010103","5695EA04160","합성수지가요전선관","CD 16MM","M",627,{"$nulls":8},"",null,null,0,0,0]
["01010103","5695EA04161","합성수지가요전선관","CD 22MM","M",35.4,{"$nulls":8},"",null,null,0,0,0]
["01010103","5695EA05169","후렉시블전선관","16MM(방수형)","M",1,{"$nulls":8},"",null,null,0,0,0]
["01010103","5695EA05170","후렉시블전선관","22MM(방수형)","M",1,{"$nulls":8},""]
["01010103","59753017063","1종가요관 부속품","박스커넥터-비닐, 16mm 방수","개",2,{"$nulls":8},"",null,null,0,0,0]
["01010103","59753017064","1종가요관 부속품","박스커넥터-비닐, 22mm 방수","개",2,{"$nulls":8},""]
["01010103","59759017061","강재전선관용 부품","노말밴드, 아연도 28 mm","개",3,{"$nulls":8},""]
["01010103","5695EA11010","PVC박스 신설","HI SW박스 1G","개",16,{"$nulls":8},"",null,null,0,0,0]
["01010103","5695EA11011","PVC박스 신설","HI SW박스 2G","개",4,{"$nulls":8},""]
["01010103","5695EA11012","PVC박스 신설","HI 콘크리트4각 75","개",3,{"$nulls":8},"",null,null,0,0,0]
["01010103","5695EA11013","PVC박스 신설","HI 콘크리트8각 75","개",122,{"$nulls":8},"",null,null,0,0,0]
["01010103","5695EH01700","PULL BOX","150x150x100","개",1,{"$nulls":8},"",null,null,0,0,0]
["01010103","5695EB02011","관내배선","HIV 1.6mm","M",2165.3,{"$nulls":8},"",null,null,0,0,0]
["01010103","5695EB02012","관내배선","HIV 2.0mm","M",263.4,{"$nulls":8},"",null,null,0,0,0]
["01010103","5695EB03071","관내배선","GV 2.0mm","M",127,{"$nulls":8},"",null,null,0,0,0]
["01010103","5695EC19020","제어용케이블신설","CVVS 1.25㎟ x2C","M",8.6,{"$nulls":8},""]
["01010103","59400247001","와이어콘넥터","3.5 ㎟ x 2가닥","개",375,{"$nulls":8},"",null,null,0,0,0]
["01010103","5695ED09010","와이드스위치신설(90MM)","매입대각형 1P","개",3,{"$nulls":8},"",null,null,0,0,0]
["01010103","5695ED09011","와이드스위치신설(90MM)","매입대각형 2연용 1P","개",1,{"$nulls":8},"",null,null,0,0,0]
["01010103","5695ED09018","와이드스위치신설(90MM)","매입대각형 3로 1P","개",8,{"$nulls":8},""]
["01010103","5695ED01110","콘센트신설","매입접지극부 1구 15A250V","개",5,{"$nulls":8},""]
["01010103","5695ED01111","콘센트신설","매입접지극부 2구 15A250V","개",3,{"$nulls":8},"",null,null,0,0,0]
["01010103","5695ED01116","콘센트신설","노출접지극부 2구 15A250V","개",7,{"$nulls":8},"",null,null,0,0,0]
["01010103","56950120028","파이프행가"," 28 C","개소",2,{"$nulls":8},""]
["01010103","56950180001","동력배관지지가대","모타배관지지","개소",1,{"$nulls":8},"",null,null,0,0,0]
["01010103","5695EZ90022","센서등(E)","IL 60W","SET",102,{"$nulls":8},""]
["01010103","5695EZ90024","직부등(G)","IL 60W","SET",18,{"$nulls":8},""]
["01010103","5695EZ90028","갓등 P.P(J)","FL 32W x2","SET",2,{"$nulls":8},""]
["01010103","5695EZ90031","직부등(L)","EL 20W","SET",3,{"$nulls":8},""]
{"$rows_empty":18}
[null,null,"[ 합           계 ]"]
[null,null,"0101020101  세대전기공사 기준층 (39㎟)"]
["0101020101","5695EA04160","합성수지가요전선관","CD 16MM","M",93.2,{"$nulls":8},"",null,null,0,0,0]
["0101020101","5695EA11010","PVC박스 신설","HI SW박스 1G","개",10,{"$nulls":8},"",null,null,0,0,0]
["0101020101","5695EA11011","PVC박스 신설","HI SW박스 2G","개",11,{"$nulls":8},"",null,null,0,0,0]
["0101020101","5695EA11012","PVC박스 신설","HI 콘크리트4각 75","개",2,{"$nulls":8},"",null,null,0,0,0]
["0101020101","5695EA11013","PVC박스 신설","HI 콘크리트8각 75","개",6,{"$nulls":8},"",null,null,0,0,0]
["0101020101","5695EA12013","연결박스","","개",18,{"$nulls":8},"",null,null,0,0,0]
["0101020101","59754857276","박스지지금구","1구용(세대분전반용)","개",1,{"$nulls":8},"",null,null,0,0,0]
["0101020101","59754857277","박스지지금구","1구용(세대단자함용)","개",1,{"$nulls":8},"",null,null,0,0,0]
["0101020101","59754857278","박스지지금구","1구용","개",19,{"$nulls":8},"",null,null,0,0,0]
["0101020101","59754857279","박스지지금구","2구용","개",1,{"$nulls":8},"",null,null,0,0,0]
["0101020101","59754857280","박스지지금구","3구용","개",2,{"$nulls":8},"",null,null,0,0,0]
["0101020101","5695EB02011","관내배선","HIV 1.6mm","M",80,{"$nulls":8},"",null,null,0,0,0]
["0101020101","5695EB02012","관내배선","HIV 2.0mm","M",147.8,{"$nulls":8},"",null,null,0,0,0]
["0101020101","5695EB03070","관내배선","GV 1.6mm","M",10,{"$nulls":8},"",null,null,0,0,0]
["0101020101","5695EB03071","관내배선","GV 2.0mm","M",73.9,{"$nulls":8},"",null,null,0,0,0]
["0101020101","59400247001","와이어콘넥터","3.5 ㎟ x 2가닥","개",24,{"$nulls":8},"",null,null,0,0,0]
["0101020101","5695ED01110","콘센트신설","매입접지극부 1구 15A250V","개",6,{"$nulls":8},"",null,null,0,0,0]
["0101020101","5695ED01111","콘센트신설","매입접지극부 2구 15A250V","개",8,{"$nulls":8},"",null,null,0,0,0]
["0101020101","5695ED01112","콘센트신설","매입접지극부 4구 15A250V","개",1,{"$nulls":8},"",null,null,0,0,0]
["0101020101","5695ED01114","콘센트신설(방우콘센트)","매입접지극부 2구 15A250V","개",1,{"$nulls":8},"",null,null,0,0,0]
["0101020101","5695ED01117","콘센트신설(가로형)","매입접지극부 2구 15A250V","개",1,{"$nulls":8},"",null,null,0,0,0]
["0101020101","5695ED01118","콘센트신설(가로형방우콘센트)","매입접지극부 2구 15A250V","개",1,{"$nulls":8},"",null,null,0,0,0]
["0101020101","5695ED09019","와이드램프스위치신설(90MM)","매입대각형 1P","개",1,{"$nulls":8},"",null,null,0,0,0]
["0101020101","5695ED09020","와이드램프스위치신설(90MM)","매입대각형 2연용 1P","개",2,{"$nulls":8},"",null,null,0,0,0]
["0101020101","5695ED09021","와이드램프스위치신설(90MM)","매입대각형 3연용 1P","개",1,{"$nulls":8},"",null,null,0,0,0]
["0101020101","5695EZ20010","석고보드따기","전기","개소",19,{"$nulls":8},"",null,null,0,0,0]
["0101020101","56950280010","등기구보강","M바 표준형","SET",3,{"$nulls":8},"",null,null,0,0,0]
["0101020101","5695EZ90001","거실등","GES-00D","SET",1,{"$nulls":8},"",null,null,0,0,0]
["0101020101","5695EZ90003","침실등","CHS-00B","SET",1,{"$nulls":8},"",null,null,0,0,0]
["0101020101","5695EZ90004","현관등","HYS-00B","SET",1,{"$nulls":8},"",null,null,0,0,0]
["0101020101","5695EZ90005","욕실등","HWJ-01B","SET",1,{"$nulls":8},"",null,null,0,0,0]
["0101020101","5695EZ90006","발코니등","BKC-01B","SET",1,{"$nulls":8},"",null,null,0,0,0]
["0101020101","5695EZ90007","주방등","JBI-01A","SET",1,{"$nulls":8},"",null,null,0,0,0]
["0101020101","5695EZ90008","식탁등","SIT-01A","SET",1,{"$nulls":8},"",null,null,0,0,0]
["0101020101","5695EZ90050","세대분전반","MAIN:2P 50AF,분기:2P 30AFx4","면",1,{"$nulls":8},"",null,null,0,0,0]
{"$rows_empty":15}
[null,null,"[ 합           계 ]"]
[null,null,"0101020102  세대전기공사 기준층(49㎟ A)"]
["0101020102","5695EA04160","합성수지가요전선관","CD 16MM","M",103.6,{"$nulls":8},"",null,null,0,0,0]
["0101020102","5695EA04161","합성수지가요전선관","CD 22MM","M",2.1,{"$nulls":8},"",null,null,0,0,0]
["0101020102","5695EA11010","PVC박스 신설","HI SW박스 1G","개",9,{"$nulls":8},"",null,null,0,0,0]
["0101020102","5695EA11011","PVC박스 신설","HI SW박스 2G","개",14,{"$nulls":8},"",null,null,0,0,0]
["0101020102","5695EA11012","PVC박스 신설","HI 콘크리트4각 75","개",3,{"$nulls":8},"",null,null,0,0,0]
["0101020102","5695EA11013","PVC박스 신설","HI 콘크리트8각 75","개",11,{"$nulls":8},"",null,null,0,0,0]
["0101020102","5695EA12013","연결박스","","개",22,{"$nulls":8},"",null,null,0,0,0]
["0101020102","59754857276","박스지지금구","1구용(세대분전반용)","개",1,{"$nulls":8},"",null,null,0,0,0]
["0101020102","59754857277","박스지지금구","1구용(세대단자함용)","개",1,{"$nulls":8},"",null,null,0,0,0]
["0101020102","59754857278","박스지지금구","1구용","개",20,{"$nulls":8},"",null,null,0,0,0]
["0101020102","59754857280","박스지지금구","3구용","개",4,{"$nulls":8},"",null,null,0,0,0]
["0101020102","5695EB02011","관내배선","HIV 1.6mm","M",137.4,{"$nulls":8},"",null,null,0,0,0]
["0101020102","5695EB02012","관내배선","HIV 2.0mm","M",139.8,{"$nulls":8},"",null,null,0,0,0]
["0101020102","5695EB03070","관내배선","GV 1.6mm","M",9.2,{"$nulls":8},"",null,null,0,0,0]
["0101020102","5695EB03071","관내배선","GV 2.0mm","M",69.9,{"$nulls":8},"",null,null,0,0,0]
["0101020102","59400247001","와이어콘넥터","3.5 ㎟ x 2가닥","개",42,{"$nulls":8},"",null,null,0,0,0]
["0101020102","5695ED01110","콘센트신설","매입접지극부 1구 15A250V","개",6,{"$nulls":8},"",null,null,0,0,0]
["0101020102","5695ED01111","콘센트신설","매입접지극부 2구 15A250V","개",9,{"$nulls":8},"",null,null,0,0,0]
["0101020102","5695ED01112","콘센트신설","매입접지극부 4구 15A250V","개",1,{"$nulls":8},"",null,null,0,0,0]
["0101020102","5695ED01114","콘센트신설(방우콘센트)","매입접지극부 2구 15A250V","개",1,{"$nulls":8},"",null,null,0,0,0]
["0101020102","5695ED01117","콘센트신설(가로형)","매입접지극부 2구 15A250V","개",1,{"$nulls":8},"",null,null,0,0,0]
["0101020102","5695ED01118","콘센트신설(가로형방우콘센트)","매입접지극부 2구 15A250V","개",1,{"$nulls":8},"",null,null,0,0,0]
["0101020102","5695ED09019","와이드램프스위치신설(90MM)","매입대각형 1P","개",2,{"$nulls":8},"",null,null,0,0,0]
["0101020102","5695ED09020","와이드램프스위치신설(90MM)","매입대각형 2연용 1P","개",1,{"$nulls":8},"",null,null,0,0,0]
["0101020102","5695ED09021","와이드램프스위치신설(90MM)","매입대각형 3연용 1P","개",2,{"$nulls":8},"",null,null,0,0,0]
["0101020102","5695EZ20010","석고보드따기","전기","개소",25,{"$nulls":8},"",null,null,0,0,0]
["0101020102","56950280010","등기구보강","M바 표준형","SET",4,{"$nulls":8},"",null,null,0,0,0]
["0101020102","5695EZ90001","거실등","GES-00D","SET",1,{"$nulls":8},"",null,null,0,0,0]
["0101020102","5695EZ90002","안방등","CHL-00B","SET",1,{"$nulls":8},"",null,null,0,0,0]
["0101020102","5695EZ90003","침실등","CHS-00B","SET",1,{"$nulls":8},"",null,null,0,0,0]
["0101020102","5695EZ90004","현관등","HYS-00B","SET",1,{"$nulls":8},"",null,null,0,0,0]
["0101020102","5695EZ90005","욕실등","HWJ-01B","SET",1,{"$nulls":8},"",null,null,0,0,0]
["0101020102","5695EZ90006","발코니등","BKC-01B","SET",4,{"$nulls":8},"",null,null,0,0,0]
["0101020102","5695EZ90007","주방등","JBI-01A","SET",1,{"$nulls":8},"",null,null,0,0,0]
["0101020102","5695EZ90008","식탁등","SIT-01A","SET",1,{"$nulls":8},"",null,null,0,0,0]
["0101020102","5695EZ90009","복도등","HAL-00B","SET",2,{"$nulls":8},"",null,null,0,0,0]
["0101020102","5695EZ90050","세대분전반","MAIN:2P 50AF,분기:2P 30AFx4","면",1,{"$nulls":8},"",null,null,0,0,0]
{"$rows_empty":13}
[null,null,"[ 합           계 ]"]
[null,null,"0101020103  세대전기공사 기준층(49㎟ C)"]
["0101020103","5695EA04160","합성수지가요전선관","CD 16MM","M",104.8,{"$nulls":8},"",null,null,0,0,0]
["0101020103","5695EA04161","합성수지가요전선관","CD 22MM","M",2.2,{"$nulls":8},"",null,null,0,0,0]
["0101020103","5695EA11010","PVC박스 신설","HI SW박스 1G","개",7,{"$nulls":8},"",null,null,0,0,0]
["0101020103","5695EA11011","PVC박스 신설","HI SW박스 2G","개",17,{"$nulls":8},"",null,null,0,0,0]
["0101020103","5695EA11012","PVC박스 신설","HI 콘크리트4각 75","개",2,{"$nulls":8},"",null,null,0,0,0]
["0101020103","5695EA11013","PVC박스 신설","HI 콘크리트8각 75","개",11,{"$nulls":8},"",null,null,0,0,0]
["0101020103","5695EA12013","연결박스","","개",24,{"$nulls":8},"",null,null,0,0,0]
["0101020103","59754857276","박스지지금구","1구용(세대분전반용)","개",1,{"$nulls":8},"",null,null,0,0,0]
["0101020103","59754857277","박스지지금구","1구용(세대단자함용)","개",1,{"$nulls":8},"",null,null,0,0,0]
["0101020103","59754857278","박스지지금구","1구용","개",21,{"$nulls":8},"",null,null,0,0,0]
["0101020103","59754857280","박스지지금구","3구용","개",4,{"$nulls":8},"",null,null,0,0,0]
["0101020103","5695EB02011","관내배선","HIV 1.6mm","M",132.2,{"$nulls":8},"",null,null,0,0,0]
["0101020103","5695EB02012","관내배선","HIV 2.0mm","M",148.2,{"$nulls":8},"",null,null,0,0,0]
["0101020103","5695EB03070","관내배선","GV 1.6mm","M",9.2,{"$nulls":8},"",null,null,0,0,0]
["0101020103","5695EB03071","관내배선","GV 2.0mm","M",74.1,{"$nulls":8},"",null,null,0,0,0]
["0101020103","59400247001","와이어콘넥터","3.5 ㎟ x 2가닥","개",39,{"$nulls":8},"",null,null,0,0,0]
["0101020103","5695ED01110","콘센트신설","매입접지극부 1구 15A250V","개",5,{"$nulls":8},"",null,null,0,0,0]
["0101020103","5695ED01111","콘센트신설","매입접지극부 2구 15A250V","개",11,{"$nulls":8},"",null,null,0,0,0]
["0101020103","5695ED01112","콘센트신설","매입접지극부 4구 15A250V","개",1,{"$nulls":8},"",null,null,0,0,0]
["0101020103","5695ED01113","콘센트신설(방우콘센트)","매입접지극부 1구 15A250V","개",1,{"$nulls":8},"",null,null,0,0,0]
["0101020103","5695ED01117","콘센트신설(가로형)","매입접지극부 2구 15A250V","개",1,{"$nulls":8},"",null,null,0,0,0]
["0101020103","5695ED01118","콘센트신설(가로형방우콘센트)","매입접지극부 2구 15A250V","개",1,{"$nulls":8},"",null,null,0,0,0]
["0101020103","5695ED09019","와이드램프스위치신설(90MM)","매입대각형 1P","개",1,{"$nulls":8},"",null,null,0,0,0]
["0101020103","5695ED09020","와이드램프스위치신설(90MM)","매입대각형 2연용 1P","개",3,{"$nulls":8},"",null,null,0,0,0]
["0101020103","5695ED09022","와이드램프스위치신설(90MM)","매입대각형 4연용 1P","개",1,{"$nulls":8},"",null,null,0,0,0]
["0101020103","5695EZ20010","석고보드따기","전기","개소",27,{"$nulls":8},"",null,null,0,0,0]
["0101020103","56950280010","등기구보강","M바 표준형","SET",4,{"$nulls":8},"",null,null,0,0,0]
["0101020103","5695EZ90001","거실등","GES-00D","SET",1,{"$nulls":8},"",null,null,0,0,0]
["0101020103","5695EZ90002","안방등","CHL-00B","SET",1,{"$nulls":8},"",null,null,0,0,0]
["0101020103","5695EZ90003","침실등","CHS-00B","SET",1,{"$nulls":8},"",null,null,0,0,0]
["0101020103","5695EZ90004","현관등","HYS-00B","SET",1,{"$nulls":8},"",null,null,0,0,0]
["0101020103","5695EZ90005","욕실등","HWJ-01B","SET",1,{"$nulls":8},"",null,null,0,0,0]
["0101020103","5695EZ90006","발코니등","BKC-01B","SET",3,{"$nulls":8},"",null,null,0,0,0]
["0101020103","5695EZ90007","주방등","JBI-01A","SET",1,{"$nulls":8},"",null,null,0,0,0]
["0101020103","5695EZ90008","식탁등","SIT-01A","SET",1,{"$nulls":8},"",null,null,0,0,0]
["0101020103","5695EZ90009","복도등","HAL-00B","SET",2,{"$nulls":8},"",null,null,0,0,0]
["0101020103","5695EZ90050","세대분전반","MAIN:2P 50AF,분기:2P 30AFx4","면",1,{"$nulls":8},"",null,null,0,0,0]
{"$rows_empty":13}
[null,null,"[ 합           계 ]"]
[null,null,"01010202  전력간선공사"]
["01010202","5695EA01141","PVC PIPE 배관","HI 16MM","M",22.6,{"$nulls":8},"",null,null,0,0,0]
["01010202","5695EA01142","PVC PIPE 배관","HI 22MM","M",11.7,{"$nulls":8},"",null,null,0,0,0]
["01010202","5695EA01145","PVC PIPE 배관","HI 42MM","M",6.5,{"$nulls":8},""]
["01010202","5695EA02163","강제전선관배관","아연도 36MM","M",21.6,{"$nulls":8},"",null,null,0,0,0]
["01010202","5695EA02164","강제전선관배관","아연도 42MM","M",119.2,{"$nulls":8},"",null,null,0,0,0]
["01010202","5695EA02166","강제전선관배관","아연도 70MM","M",69.2,{"$nulls":8},"",null,null,0,0,0]
["01010202","5695EA02168","강제전선관배관","아연도 104MM","M",1.3,{"$nulls":8},""]
["01010202","5695EA04160","합성수지가요전선관","CD 16MM","M",1170,{"$nulls":8},"",null,null,0,0,0]
["01010202","59759017063","강재전선관용 부품","노말밴드, 아연도 42 mm","개",8,{"$nulls":8},"",null,null,0,0,0]
["01010202","59759017065","강재전선관용 부품","노말밴드, 아연도 70 mm","개",5,{"$nulls":8},"",null,null,0,0,0]
["01010202","59759017068","강재전선관용 부품","노말밴드, 아연도104 mm","개",1,{"$nulls":8},""]
["01010202","CSES0020006","경질비닐전선관용 부품","노말밴드,HI 42C","EA",2,{"$nulls":8},""]
["01010202","59759017054","강재전선관용 부품","파이프크램프, 36 C","개",16,{"$nulls":8},"",null,null,0,0,0]
["01010202","59759017055","강재전선관용 부품","파이프크램프, 42 C","개",88,{"$nulls":8},"",null,null,0,0,0]
["01010202","59759017057","강재전선관용 부품","파이프크램프, 70 C","개",49,{"$nulls":8},"",null,null,0,0,0]
["01010202","59759017059","강재전선관용 부품","파이프크램프,104 C","개",2,{"$nulls":8},""]
["01010202","5695EH01704","PULL BOX","200x200x100","개",2,{"$nulls":8},""]
["01010202","5695EH01705","PULL BOX","200x200x150","개",1,{"$nulls":8},""]
["01010202","5695EH01721","PULL BOX","400x400x200","개",1,{"$nulls":8},""]
["01010202","5695EB02014","관내배선","HIV 5.5㎟","M",2662.8,{"$nulls":8},"",null,null,0,0,0]
["01010202","5695EB02028","관내배선","HIV 30㎟","M",50.5,{"$nulls":8},"",null,null,0,0,0]
["01010202","5695EB02018","관내배선","HIV 38㎟","M",606.3,{"$nulls":8},"",null,null,0,0,0]
["01010202","5695EB03071","관내배선","GV 2.0mm","M",1300,{"$nulls":8},"",null,null,0,0,0]
["01010202","5695EB03080","관내배선","GV 5.5㎟","M",15.7,{"$nulls":8},"",null,null,0,0,0]
["01010202","5695EB03081","관내배선","GV 8㎟","M",15.4,{"$nulls":8},"",null,null,0,0,0]
["01010202","5695EB03082","관내배선","GV 14㎟","M",159.9,{"$nulls":8},"",null,null,0,0,0]
["01010202","5695EB03083","관내배선","GV 22㎟","M",93.5,{"$nulls":8},"",null,null,0,0,0]
["01010202","5695EC51014","내화전선","FR-8 80㎟ x1C","M",279.6,{"$nulls":8},""]
["01010202","5695EZ02012","접지","E3","개소",1,{"$nulls":8},"",null,null,0,0,0]
["01010202","59751777102","접지첨가제","접지저항저감제,아스판,10 Kg","개",1,{"$nulls":8},"",null,null,0,0,0]
["01010202","5695EQ31012","단말처리(압착터미날포함)","14MM2","조",40,{"$nulls":8},"",null,null,0,0,0]
["01010202","5695EQ31013","단말처리(압착터미날포함)","22MM2","조",2,{"$nulls":8},"",null,null,0,0,0]
["01010202","5695EQ31023","단말처리(압착터미날포함)","30MM2","조",26,{"$nulls":8},"",null,null,0,0,0]
["01010202","5695EQ31014","단말처리(압착터미날포함)","38MM2","조",142,{"$nulls":8},"",null,null,0,0,0]
["01010202","5695EZ03553","동관단자","80MM2","개",8,{"$nulls":8},""]
["01010202","5695N050055","세대계량기반(4세대용)","850Wx500Hx180D(옥내)","면",1,{"$nulls":8},""]
["01010202","5695N050057","세대계량기반(6세대용)","650Wx900Hx180D(옥내)","면",21,{"$nulls":8},""]
["01010202","59754857285","보강철물","계량기함","개",22,{"$nulls":8},"",null,null,0,0,0]
["01010202","56950240050","관로구방수","D50","개소",1,{"$nulls":8},"",null,null,0,0,0]
["01010202","56950120070","파이프행가"," 70 C","개소",2,{"$nulls":8},""]
["01010202","56950140300","파이프지지대"," W300","개소",1,{"$nulls":8},"",null,null,0,0,0]
["01010202","5695CSE1098","파이프지지","W 50","개소",52,{"$nulls":8},"",null,null,0,0,0]
["01010202","5695CSE1100","파이프지지","W 150","개소",58,{"$nulls":8},""]
["01010202","5695CSE1101","파이프지지","W 200","개소",8,{"$nulls":8},"",null,null,0,0,0]
["01010202","5695CSE1105","파이프지지","W 600","개소",1,{"$nulls":8},"",null,null,0,0,0]
["01010202","5695N050011","LM/LEM-502","900Wx2000Hx250D(옥내)","면",1,{"$nulls":8},""]
["01010202","5695N050017","LP-1A(502)","750Wx900Hx200D(옥내)","면",1,{"$nulls":8},""]
["01010202","5695N050024","LP-2A(502,503)","750Wx900Hx200D(옥내)","면",1,{"$nulls":8},""]
["01010202","5695N050033","PS-3","500Wx500Hx200D(옥내)","면",1,{"$nulls":8},""]
["01010202","5695N050029","제연설비조작반(11KW)","500Wx600Hx200D(옥내)","면",1,{"$nulls":8},""]
[null,null,"[ 합           계 ]"]
[null,null,"01010203  공용부전등전열공사"]
["01010203","5695EA01141","PVC PIPE 배관","HI 16MM","M",181.3,{"$nulls":8},"",null,null,0,0,0]
["01010203","5695EA01142","PVC PIPE 배관","HI 22MM","M",6.9,{"$nulls":8},"",null,null,0,0,0]
["01010203","5695EA02162","강제전선관배관","아연도 28MM","M",4.8,{"$nulls":8},"",null,null,0,0,0]
["01010203","5695EA04160","합성수지가요전선관","CD 16MM","M",851.5,{"$nulls":8},"",null,null,0,0,0]
["01010203","5695EA04161","합성수지가요전선관","CD 22MM","M",23.6,{"$nulls":8},"",null,null,0,0,0]
["01010203","5695EA05169","후렉시블전선관","16MM(방수형)","M",1,{"$nulls":8},"",null,null,0,0,0]
["01010203","5695EA05170","후렉시블전선관","22MM(방수형)","M",2,{"$nulls":8},"",null,null,0,0,0]
["01010203","59753017063","1종가요관 부속품","박스커넥터-비닐, 16mm 방수","개",2,{"$nulls":8},"",null,null,0,0,0]
["01010203","59753017064","1종가요관 부속품","박스커넥터-비닐, 22mm 방수","개",4,{"$nulls":8},"",null,null,0,0,0]
["01010203","59759017061","강재전선관용 부품","노말밴드, 아연도 28 mm","개",3,{"$nulls":8},"",null,null,0,0,0]
["01010203","5695EA11010","PVC박스 신설","HI SW박스 1G","개",18,{"$nulls":8},"",null,null,0,0,0]
["01010203","5695EA11011","PVC박스 신설","HI SW박스 2G","개",9,{"$nulls":8},""]
["01010203","5695EA11012","PVC박스 신설","HI 콘크리트4각 75","개",3,{"$nulls":8},"",null,null,0,0,0]
["01010203","5695EA11013","PVC박스 신설","HI 콘크리트8각 75","개",172,{"$nulls":8},"",null,null,0,0,0]
["01010203","5695EH01092","조인트박스설치","100x100x100","개",1,{"$nulls":8},""]
["01010203","5695EH01700","PULL BOX","150x150x100","개",1,{"$nulls":8},"",null,null,0,0,0]
["01010203","5695EB02011","관내배선","HIV 1.6mm","M",2794.7,{"$nulls":8},"",null,null,0,0,0]
["01010203","5695EB02012","관내배선","HIV 2.0mm","M",392.2,{"$nulls":8},"",null,null,0,0,0]
["01010203","5695EB02014","관내배선","HIV 5.5㎟","M",13.5,{"$nulls":8},""]
["01010203","5695EB03071","관내배선","GV 2.0mm","M",192.7,{"$nulls":8},"",null,null,0,0,0]
["01010203","5695EB03080","관내배선","GV 5.5㎟","M",4.5,{"$nulls":8},""]
["01010203","5695EC19020","제어용케이블신설","CVVS 1.25㎟ x2C","M",6.4,{"$nulls":8},"",null,null,0,0,0]
["01010203","59400247001","와이어콘넥터","3.5 ㎟ x 2가닥","개",525,{"$nulls":8},"",null,null,0,0,0]
["01010203","5695ED09010","와이드스위치신설(90MM)","매입대각형 1P","개",2,{"$nulls":8},"",null,null,0,0,0]
["01010203","5695ED09011","와이드스위치신설(90MM)","매입대각형 2연용 1P","개",1,{"$nulls":8},"",null,null,0,0,0]
["01010203","5695ED09012","와이드스위치신설(90MM)","매입대각형 3연용 1P","개",1,{"$nulls":8},""]
["01010203","5695ED09018","와이드스위치신설(90MM)","매입대각형 3로 1P","개",6,{"$nulls":8},"",null,null,0,0,0]
["01010203","5695ED01110","콘센트신설","매입접지극부 1구 15A250V","개",10,{"$nulls":8},""]
["01010203","5695ED01111","콘센트신설","매입접지극부 2구 15A250V","개",7,{"$nulls":8},"",null,null,0,0,0]
["01010203","5695ED01116","콘센트신설","노출접지극부 2구 15A250V","개",9,{"$nulls":8},"",null,null,0,0,0]
["01010203","56950120028","파이프행가"," 28 C","개소",1,{"$nulls":8},"",null,null,0,0,0]
["01010203","56950180001","동력배관지지가대","모타배관지지","개소",1,{"$nulls":8},"",null,null,0,0,0]
["01010203","5695EZ90022","센서등(E)","IL 60W","SET",152,{"$nulls":8},""]
["01010203","5695EZ90024","직부등(G)","IL 60W","SET",13,{"$nulls":8},""]
["01010203","5695EZ90028","갓등 P.P(J)","FL 32W x2","SET",3,{"$nulls":8},""]
["01010203","5695EZ90031","직부등(L)","EL 20W","SET",7,{"$nulls":8},""]
{"$rows_empty":14}
[null,null,"[ 합           계 ]"]
[null,null,"01010204  피뢰침설치공사"]
["01010204","5695EA01142","PVC PIPE 배관","HI 22MM","M",161.4,{"$nulls":8},"",null,null,0,0,0]
["01010204","5695EA22301","워더캡 설치","철제 22","개",2,{"$nulls":8},"",null,null,0,0,0]
["01010204","5695EB03087","관내배선","GV 60㎟","M",185.4,{"$nulls":8},""]
["01010204","5695EI25010","접지단자함","1극용(250X420X150)","개",2,{"$nulls":8},"",null,null,0,0,0]
["01010204","5695EZ02010","접지","E1","개소",2,{"$nulls":8},"",null,null,0,0,0]
["01010204","59751777102","접지첨가제","접지저항저감제,아스판,10 Kg","개",2,{"$nulls":8},"",null,null,0,0,0]
["01010204","56950240050","관로구방수","D50","개소",2,{"$nulls":8},"",null,null,0,0,0]
["01010204","5695N050160","이온방사형 광혁피뢰침","PRFVECTRON S3.4","식",1,{"$nulls":8},""]
{"$rows_empty":16}
[null,null,"[ 합           계 ]"]
[null,null,"0101030101  세대전기공사 기준층 (39㎟)"]
["0101030101","5695EA04160","합성수지가요전선관","CD 16MM","M",93.2,{"$nulls":8},"",null,null,0,0,0]
["0101030101","5695EA11010","PVC박스 신설","HI SW박스 1G","개",10,{"$nulls":8},"",null,null,0,0,0]
["0101030101","5695EA11011","PVC박스 신설","HI SW박스 2G","개",11,{"$nulls":8},"",null,null,0,0,0]
["0101030101","5695EA11012","PVC박스 신설","HI 콘크리트4각 75","개",2,{"$nulls":8},"",null,null,0,0,0]
["0101030101","5695EA11013","PVC박스 신설","HI 콘크리트8각 75","개",6,{"$nulls":8},"",null,null,0,0,0]
["0101030101","5695EA12013","연결박스","","개",18,{"$nulls":8},"",null,null,0,0,0]
["0101030101","59754857276","박스지지금구","1구용(세대분전반용)","개",1,{"$nulls":8},"",null,null,0,0,0]
["0101030101","59754857277","박스지지금구","1구용(세대단자함용)","개",1,{"$nulls":8},"",null,null,0,0,0]
["0101030101","59754857278","박스지지금구","1구용","개",19,{"$nulls":8},"",null,null,0,0,0]
["0101030101","59754857279","박스지지금구","2구용","개",1,{"$nulls":8},"",null,null,0,0,0]
["0101030101","59754857280","박스지지금구","3구용","개",2,{"$nulls":8},"",null,null,0,0,0]
["0101030101","5695EB02011","관내배선","HIV 1.6mm","M",80,{"$nulls":8},"",null,null,0,0,0]
["0101030101","5695EB02012","관내배선","HIV 2.0mm","M",147.8,{"$nulls":8},"",null,null,0,0,0]
["0101030101","5695EB03070","관내배선","GV 1.6mm","M",10,{"$nulls":8},"",null,null,0,0,0]
["0101030101","5695EB03071","관내배선","GV 2.0mm","M",73.9,{"$nulls":8},"",null,null,0,0,0]
["0101030101","59400247001","와이어콘넥터","3.5 ㎟ x 2가닥","개",24,{"$nulls":8},"",null,null,0,0,0]
["0101030101","5695ED01110","콘센트신설","매입접지극부 1구 15A250V","개",6,{"$nulls":8},"",null,null,0,0,0]
["0101030101","5695ED01111","콘센트신설","매입접지극부 2구 15A250V","개",8,{"$nulls":8},"",null,null,0,0,0]
["0101030101","5695ED01112","콘센트신설","매입접지극부 4구 15A250V","개",1,{"$nulls":8},"",null,null,0,0,0]
["0101030101","5695ED01114","콘센트신설(방우콘센트)","매입접지극부 2구 15A250V","개",1,{"$nulls":8},"",null,null,0,0,0]
["0101030101","5695ED01117","콘센트신설(가로형)","매입접지극부 2구 15A250V","개",1,{"$nulls":8},"",null,null,0,0,0]
["0101030101","5695ED01118","콘센트신설(가로형방우콘센트)","매입접지극부 2구 15A250V","개",1,{"$nulls":8},"",null,null,0,0,0]
["0101030101","5695ED09019","와이드램프스위치신설(90MM)","매입대각형 1P","개",1,{"$nulls":8},"",null,null,0,0,0]
["0101030101","5695ED09020","와이드램프스위치신설(90MM)","매입대각형 2연용 1P","개",2,{"$nulls":8},"",null,null,0,0,0]
["0101030101","5695ED09021","와이드램프스위치신설(90MM)","매입대각형 3연용 1P","개",1,{"$nulls":8},"",null,null,0,0,0]
["0101030101","5695EZ20010","석고보드따기","전기","개소",19,{"$nulls":8},"",null,null,0,0,0]
["0101030101","56950280010","등기구보강","M바 표준형","SET",3,{"$nulls":8},"",null,null,0,0,0]
["0101030101","5695EZ90001","거실등","GES-00D","SET",1,{"$nulls":8},"",null,null,0,0,0]
["0101030101","5695EZ90003","침실등","CHS-00B","SET",1,{"$nulls":8},"",null,null,0,0,0]
["0101030101","5695EZ90004","현관등","HYS-00B","SET",1,{"$nulls":8},"",null,null,0,0,0]
["0101030101","5695EZ90005","욕실등","HWJ-01B","SET",1,{"$nulls":8},"",null,null,0,0,0]
["0101030101","5695EZ90006","발코니등","BKC-01B","SET",1,{"$nulls":8},"",null,null,0,0,0]
["0101030101","5695EZ90007","주방등","JBI-01A","SET",1,{"$nulls":8},"",null,null,0,0,0]
["0101030101","5695EZ90008","식탁등","SIT-01A","SET",1,{"$nulls":8},"",null,null,0,0,0]
["0101030101","5695EZ90050","세대분전반","MAIN:2P 50AF,분기:2P 30AFx4","면",1,{"$nulls":8},"",null,null,0,0,0]
{"$rows_empty":15}
[null,null,"[ 합           계 ]"]
[null,null,"0101030102  세대전기공사 기준층(49㎟ A)"]
["0101030102","5695EA04160","합성수지가요전선관","CD 16MM","M",103.6,{"$nulls":8},"",null,null,0,0,0]
["0101030102","5695EA04161","합성수지가요전선관","CD 22MM","M",2.1,{"$nulls":8},"",null,null,0,0,0]
["0101030102","5695EA11010","PVC박스 신설","HI SW박스 1G","개",9,{"$nulls":8},"",null,null,0,0,0]
["0101030102","5695EA11011","PVC박스 신설","HI SW박스 2G","개",14,{"$nulls":8},"",null,null,0,0,0]
["0101030102","5695EA11012","PVC박스 신설","HI 콘크리트4각 75","개",3,{"$nulls":8},"",null,null,0,0,0]
["0101030102","5695EA11013","PVC박스 신설","HI 콘크리트8각 75","개",11,{"$nulls":8},"",null,null,0,0,0]
["0101030102","5695EA12013","연결박스","","개",22,{"$nulls":8},"",null,null,0,0,0]
["0101030102","59754857276","박스지지금구","1구용(세대분전반용)","개",1,{"$nulls":8},"",null,null,0,0,0]
["0101030102","59754857277","박스지지금구","1구용(세대단자함용)","개",1,{"$nulls":8},"",null,null,0,0,0]
["0101030102","59754857278","박스지지금구","1구용","개",20,{"$nulls":8},"",null,null,0,0,0]
["0101030102","59754857280","박스지지금구","3구용","개",4,{"$nulls":8},"",null,null,0,0,0]
["0101030102","5695EB02011","관내배선","HIV 1.6mm","M",137.4,{"$nulls":8},"",null,null,0,0,0]
["0101030102","5695EB02012","관내배선","HIV 2.0mm","M",139.8,{"$nulls":8},"",null,null,0,0,0]
["0101030102","5695EB03070","관내배선","GV 1.6mm","M",9.2,{"$nulls":8},"",null,null,0,0,0]
["0101030102","5695EB03071","관내배선","GV 2.0mm","M",69.9,{"$nulls":8},"",null,null,0,0,0]
["0101030102","59400247001","와이어콘넥터","3.5 ㎟ x 2가닥","개",42,{"$nulls":8},"",null,null,0,0,0]
["0101030102","5695ED01110","콘센트신설","매입접지극부 1구 15A250V","개",6,{"$nulls":8},"",null,null,0,0,0]
["0101030102","5695ED01111","콘센트신설","매입접지극부 2구 15A250V","개",9,{"$nulls":8},"",null,null,0,0,0]
["0101030102","5695ED01112","콘센트신설","매입접지극부 4구 15A250V","개",1,{"$nulls":8},"",null,null,0,0,0]
["0101030102","5695ED01114","콘센트신설(방우콘센트)","매입접지극부 2구 15A250V","개",1,{"$nulls":8},"",null,null,0,0,0]
["0101030102","5695ED01117","콘센트신설(가로형)","매입접지극부 2구 15A250V","개",1,{"$nulls":8},"",null,null,0,0,0]
["0101030102","5695ED01118","콘센트신설(가로형방우콘센트)","매입접지극부 2구 15A250V","개",1,{"$nulls":8},"",null,null,0,0,0]
["0101030102","5695ED09019","와이드램프스위치신설(90MM)","매입대각형 1P","개",2,{"$nulls":8},"",null,null,0,0,0]
["0101030102","5695ED09020","와이드램프스위치신설(90MM)","매입대각형 2연용 1P","개",1,{"$nulls":8},"",null,null,0,0,0]
["0101030102","5695ED09021","와이드램프스위치신설(90MM)","매입대각형 3연용 1P","개",2,{"$nulls":8},"",null,null,0,0,0]
["0101030102","5695EZ20010","석고보드따기","전기","개소",25,{"$nulls":8},"",null,null,0,0,0]
["0101030102","56950280010","등기구보강","M바 표준형","SET",4,{"$nulls":8},"",null,null,0,0,0]
["0101030102","5695EZ90001","거실등","GES-00D","SET",1,{"$nulls":8},"",null,null,0,0,0]
["0101030102","5695EZ90002","안방등","CHL-00B","SET",1,{"$nulls":8},"",null,null,0,0,0]
["0101030102","5695EZ90003","침실등","CHS-00B","SET",1,{"$nulls":8},"",null,null,0,0,0]
["0101030102","5695EZ90004","현관등","HYS-00B","SET",1,{"$nulls":8},"",null,null,0,0,0]
["0101030102","5695EZ90005","욕실등","HWJ-01B","SET",1,{"$nulls":8},"",null,null,0,0,0]
["0101030102","5695EZ90006","발코니등","BKC-01B","SET",4,{"$nulls":8},"",null,null,0,0,0]
["0101030102","5695EZ90007","주방등","JBI-01A","SET",1,{"$nulls":8},"",null,null,0,0,0]
["0101030102","5695EZ90008","식탁등","SIT-01A","SET",1,{"$nulls":8},"",null,null,0,0,0]
["0101030102","5695EZ90009","복도등","HAL-00B","SET",2,{"$nulls":8},"",null,null,0,0,0]
["0101030102","5695EZ90050","세대분전반","MAIN:2P 50AF,분기:2P 30AFx4","면",1,{"$nulls":8},"",null,null,0,0,0]
{"$rows_empty":13}
[null,null,"[ 합           계 ]"]
[null,null,"0101030103  세대전기공사 기준층(49㎟ C)"]
["0101030103","5695EA04160","합성수지가요전선관","CD 16MM","M",104.8,{"$nulls":8},"",null,null,0,0,0]
["0101030103","5695EA04161","합성수지가요전선관","CD 22MM","M",2.2,{"$nulls":8},"",null,null,0,0,0]
["0101030103","5695EA11010","PVC박스 신설","HI SW박스 1G","개",7,{"$nulls":8},"",null,null,0,0,0]
["0101030103","5695EA11011","PVC박스 신설","HI SW박스 2G","개",17,{"$nulls":8},"",null,null,0,0,0]
["0101030103","5695EA11012","PVC박스 신설","HI 콘크리트4각 75","개",2,{"$nulls":8},"",null,null,0,0,0]
["0101030103","5695EA11013","PVC박스 신설","HI 콘크리트8각 75","개",11,{"$nulls":8},"",null,null,0,0,0]
["0101030103","5695EA12013","연결박스","","개",24,{"$nulls":8},"",null,null,0,0,0]
["0101030103","59754857276","박스지지금구","1구용(세대분전반용)","개",1,{"$nulls":8},"",null,null,0,0,0]
["0101030103","59754857277","박스지지금구","1구용(세대단자함용)","개",1,{"$nulls":8},"",null,null,0,0,0]
["0101030103","59754857278","박스지지금구","1구용","개",21,{"$nulls":8},"",null,null,0,0,0]
["0101030103","59754857280","박스지지금구","3구용","개",4,{"$nulls":8},"",null,null,0,0,0]
["0101030103","5695EB02011","관내배선","HIV 1.6mm","M",132.2,{"$nulls":8},"",null,null,0,0,0]
["0101030103","5695EB02012","관내배선","HIV 2.0mm","M",148.2,{"$nulls":8},"",null,null,0,0,0]
["0101030103","5695EB03070","관내배선","GV 1.6mm","M",9.2,{"$nulls":8},"",null,null,0,0,0]
["0101030103","5695EB03071","관내배선","GV 2.0mm","M",74.1,{"$nulls":8},"",null,null,0,0,0]
["0101030103","59400247001","와이어콘넥터","3.5 ㎟ x 2가닥","개",39,{"$nulls":8},"",null,null,0,0,0]
["0101030103","5695ED01110","콘센트신설","매입접지극부 1구 15A250V","개",5,{"$nulls":8},"",null,null,0,0,0]
["0101030103","5695ED01111","콘센트신설","매입접지극부 2구 15A250V","개",11,{"$nulls":8},"",null,null,0,0,0]
["0101030103","5695ED01112","콘센트신설","매입접지극부 4구 15A250V","개",1,{"$nulls":8},"",null,null,0,0,0]
["0101030103","5695ED01113","콘센트신설(방우콘센트)","매입접지극부 1구 15A250V","개",1,{"$nulls":8},"",null,null,0,0,0]
["0101030103","5695ED01117","콘센트신설(가로형)","매입접지극부 2구 15A250V","개",1,{"$nulls":8},"",null,null,0,0,0]
["0101030103","5695ED01118","콘센트신설(가로형방우콘센트)","매입접지극부 2구 15A250V","개",1,{"$nulls":8},"",null,null,0,0,0]
["0101030103","5695ED09019","와이드램프스위치신설(90MM)","매입대각형 1P","개",1,{"$nulls":8},"",null,null,0,0,0]
["0101030103","5695ED09020","와이드램프스위치신설(90MM)","매입대각형 2연용 1P","개",3,{"$nulls":8},"",null,null,0,0,0]
["0101030103","5695ED09022","와이드램프스위치신설(90MM)","매입대각형 4연용 1P","개",1,{"$nulls":8},"",null,null,0,0,0]
["0101030103","5695EZ20010","석고보드따기","전기","개소",27,{"$nulls":8},"",null,null,0,0,0]
["0101030103","56950280010","등기구보강","M바 표준형","SET",4,{"$nulls":8},"",null,null,0,0,0]
["0101030103","5695EZ90001","거실등","GES-00D","SET",1,{"$nulls":8},"",null,null,0,0,0]
["0101030103","5695EZ90002","안방등","CHL-00B","SET",1,{"$nulls":8},"",null,null,0,0,0]
["0101030103","5695EZ90003","침실등","CHS-00B","SET",1,{"$nulls":8},"",null,null,0,0,0]
["0101030103","5695EZ90004","현관등","HYS-00B","SET",1,{"$nulls":8},"",null,null,0,0,0]
["0101030103","5695EZ90005","욕실등","HWJ-01B","SET",1,{"$nulls":8},"",null,null,0,0,0]
["0101030103","5695EZ90006","발코니등","BKC-01B","SET",3,{"$nulls":8},"",null,null,0,0,0]
["0101030103","5695EZ90007","주방등","JBI-01A","SET",1,{"$nulls":8},"",null,null,0,0,0]
["0101030103","5695EZ90008","식탁등","SIT-01A","SET",1,{"$nulls":8},"",null,null,0,0,0]
["0101030103","5695EZ90009","복도등","HAL-00B","SET",2,{"$nulls":8},"",null,null,0,0,0]
["0101030103","5695EZ90050","세대분전반","MAIN:2P 50AF,분기:2P 30AFx4","면",1,{"$nulls":8},"",null,null,0,0,0]
{"$rows_empty":13}
[null,null,"[ 합           계 ]"]
[null,null,"01010302  전력간선공사"]
["01010302","5695EA01141","PVC PIPE 배관","HI 16MM","M",22.6,{"$nulls":8},"",null,null,0,0,0]
["01010302","5695EA01142","PVC PIPE 배관","HI 22MM","M",11.7,{"$nulls":8},"",null,null,0,0,0]
["01010302","5695EA01145","PVC PIPE 배관","HI 42MM","M",6.5,{"$nulls":8},"",null,null,0,0,0]
["01010302","5695EA02163","강제전선관배관","아연도 36MM","M",16.2,{"$nulls":8},"",null,null,0,0,0]
["01010302","5695EA02164","강제전선관배관","아연도 42MM","M",97.5,{"$nulls":8},"",null,null,0,0,0]
["01010302","5695EA02166","강제전선관배관","아연도 70MM","M",70.2,{"$nulls":8},"",null,null,0,0,0]
["01010302","5695EA02168","강제전선관배관","아연도 104MM","M",1.3,{"$nulls":8},"",null,null,0,0,0]
["01010302","5695EA04160","합성수지가요전선관","CD 16MM","M",1065.8,{"$nulls":8},"",null,null,0,0,0]
["01010302","59759017063","강재전선관용 부품","노말밴드, 아연도 42 mm","개",6,{"$nulls":8},"",null,null,0,0,0]
["01010302","59759017065","강재전선관용 부품","노말밴드, 아연도 70 mm","개",4,{"$nulls":8},"",null,null,0,0,0]
["01010302","59759017068","강재전선관용 부품","노말밴드, 아연도104 mm","개",1,{"$nulls":8},"",null,null,0,0,0]
["01010302","CSES0020006","경질비닐전선관용 부품","노말밴드,HI 42C","EA",2,{"$nulls":8},"",null,null,0,0,0]
["01010302","59759017054","강재전선관용 부품","파이프크램프, 36 C","개",12,{"$nulls":8},"",null,null,0,0,0]
["01010302","59759017055","강재전선관용 부품","파이프크램프, 42 C","개",72,{"$nulls":8},"",null,null,0,0,0]
["01010302","59759017057","강재전선관용 부품","파이프크램프, 70 C","개",49,{"$nulls":8},"",null,null,0,0,0]
["01010302","59759017059","강재전선관용 부품","파이프크램프,104 C","개",2,{"$nulls":8},"",null,null,0,0,0]
["01010302","5695EH01704","PULL BOX","200x200x100","개",2,{"$nulls":8},"",null,null,0,0,0]
["01010302","5695EH01705","PULL BOX","200x200x150","개",1,{"$nulls":8},"",null,null,0,0,0]
["01010302","5695EH01721","PULL BOX","400x400x200","개",1,{"$nulls":8},"",null,null,0,0,0]
["01010302","5695EB02014","관내배선","HIV 5.5㎟","M",2430.4,{"$nulls":8},"",null,null,0,0,0]
["01010302","5695EB02018","관내배선","HIV 38㎟","M",549.5,{"$nulls":8},"",null,null,0,0,0]
["01010302","5695EB03071","관내배선","GV 2.0mm","M",1183.8,{"$nulls":8},"",null,null,0,0,0]
["01010302","5695EB03080","관내배선","GV 5.5㎟","M",15.7,{"$nulls":8},"",null,null,0,0,0]
["01010302","5695EB03082","관내배선","GV 14㎟","M",145.7,{"$nulls":8},"",null,null,0,0,0]
["01010302","5695EB03083","관내배선","GV 22㎟","M",94.5,{"$nulls":8},"",null,null,0,0,0]
["01010302","5695EC51013","내화전선","FR-8 60㎟ x1C","M",283.6,{"$nulls":8},""]
["01010302","5695EZ02012","접지","E3","개소",1,{"$nulls":8},"",null,null,0,0,0]
["01010302","59751777102","접지첨가제","접지저항저감제,아스판,10 Kg","개",1,{"$nulls":8},"",null,null,0,0,0]
["01010302","5695EQ31012","단말처리(압착터미날포함)","14MM2","조",44,{"$nulls":8},"",null,null,0,0,0]
["01010302","5695EQ31013","단말처리(압착터미날포함)","22MM2","조",2,{"$nulls":8},"",null,null,0,0,0]
["01010302","5695EQ31014","단말처리(압착터미날포함)","38MM2","조",158,{"$nulls":8},"",null,null,0,0,0]
["01010302","5695EZ03552","동관단자","60MM2","개",8,{"$nulls":8},""]
["01010302","5695N050055","세대계량기반(4세대용)","850Wx500Hx180D(옥내)","면",1,{"$nulls":8},""]
["01010302","5695N050057","세대계량기반(6세대용)","650Wx900Hx180D(옥내)","면",19,{"$nulls":8},""]
["01010302","59754857285","보강철물","계량기함","개",20,{"$nulls":8},"",null,null,0,0,0]
["01010302","56950240050","관로구방수","D50","개소",1,{"$nulls":8},"",null,null,0,0,0]
["01010302","56950120070","파이프행가"," 70 C","개소",2,{"$nulls":8},"",null,null,0,0,0]
["01010302","56950140300","파이프지지대"," W300","개소",1,{"$nulls":8},"",null,null,0,0,0]
["01010302","5695CSE1098","파이프지지","W 50","개소",49,{"$nulls":8},"",null,null,0,0,0]
["01010302","5695CSE1100","파이프지지","W 150","개소",62,{"$nulls":8},"",null,null,0,0,0]
["01010302","5695CSE1104","파이프지지","W 500","개소",1,{"$nulls":8},""]
["01010302","5695N050012","LM/LEM-503","800Wx2000Hx250D(옥내)","면",1,{"$nulls":8},""]
["01010302","5695N050018","LP-1A(503)","750Wx900Hx200D(옥내)","면",1,{"$nulls":8},""]
["01010302","5695N050024","LP-2A(502,503)","750Wx900Hx200D(옥내)","면",1,{"$nulls":8},""]
["01010302","5695N050033","PS-3","500Wx500Hx200D(옥내)","면",1,{"$nulls":8},""]
["01010302","5695N050030","제연설비조작반(7.5KW)","500Wx600Hx200D(옥내)","면",1,{"$nulls":8},""]
[]
[]
[]
[]
[null,null,"[ 합           계 ]"]
[null,null,"01010303  공용부전등전열공사"]
["01010303","5695EA01141","PVC PIPE 배관","HI 16MM","M",179.6,{"$nulls":8},"",null,null,0,0,0]
["01010303","5695EA01142","PVC PIPE 배관","HI 22MM","M",6.9,{"$nulls":8},"",null,null,0,0,0]
["01010303","5695EA02162","강제전선관배관","아연도 28MM","M",4.8,{"$nulls":8},"",null,null,0,0,0]
["01010303","5695EA04160","합성수지가요전선관","CD 16MM","M",752.1,{"$nulls":8},"",null,null,0,0,0]
["01010303","5695EA04161","합성수지가요전선관","CD 22MM","M",23.8,{"$nulls":8},"",null,null,0,0,0]
["01010303","5695EA05169","후렉시블전선관","16MM(방수형)","M",1,{"$nulls":8},"",null,null,0,0,0]
["01010303","5695EA05170","후렉시블전선관","22MM(방수형)","M",2,{"$nulls":8},"",null,null,0,0,0]
["01010303","59753017063","1종가요관 부속품","박스커넥터-비닐, 16mm 방수","개",2,{"$nulls":8},"",null,null,0,0,0]
["01010303","59753017064","1종가요관 부속품","박스커넥터-비닐, 22mm 방수","개",4,{"$nulls":8},"",null,null,0,0,0]
["01010303","59759017061","강재전선관용 부품","노말밴드, 아연도 28 mm","개",3,{"$nulls":8},"",null,null,0,0,0]
["01010303","5695EA11010","PVC박스 신설","HI SW박스 1G","개",18,{"$nulls":8},"",null,null,0,0,0]
["01010303","5695EA11011","PVC박스 신설","HI SW박스 2G","개",9,{"$nulls":8},"",null,null,0,0,0]
["01010303","5695EA11012","PVC박스 신설","HI 콘크리트4각 75","개",3,{"$nulls":8},"",null,null,0,0,0]
["01010303","5695EA11013","PVC박스 신설","HI 콘크리트8각 75","개",158,{"$nulls":8},"",null,null,0,0,0]
["01010303","5695EH01092","조인트박스설치","100x100x100","개",1,{"$nulls":8},"",null,null,0,0,0]
["01010303","5695EH01700","PULL BOX","150x150x100","개",1,{"$nulls":8},"",null,null,0,0,0]
["01010303","5695EB02011","관내배선","HIV 1.6mm","M",2493.5,{"$nulls":8},"",null,null,0,0,0]
["01010303","5695EB02012","관내배선","HIV 2.0mm","M",388.2,{"$nulls":8},"",null,null,0,0,0]
["01010303","5695EB02014","관내배선","HIV 5.5㎟","M",13.5,{"$nulls":8},"",null,null,0,0,0]
["01010303","5695EB03071","관내배선","GV 2.0mm","M",190.7,{"$nulls":8},"",null,null,0,0,0]
["01010303","5695EB03080","관내배선","GV 5.5㎟","M",4.5,{"$nulls":8},"",null,null,0,0,0]
["01010303","5695EC19020","제어용케이블신설","CVVS 1.25㎟ x2C","M",6.4,{"$nulls":8},"",null,null,0,0,0]
["01010303","59400247001","와이어콘넥터","3.5 ㎟ x 2가닥","개",483,{"$nulls":8},"",null,null,0,0,0]
["01010303","5695ED09010","와이드스위치신설(90MM)","매입대각형 1P","개",2,{"$nulls":8},"",null,null,0,0,0]
["01010303","5695ED09011","와이드스위치신설(90MM)","매입대각형 2연용 1P","개",1,{"$nulls":8},"",null,null,0,0,0]
["01010303","5695ED09012","와이드스위치신설(90MM)","매입대각형 3연용 1P","개",1,{"$nulls":8},"",null,null,0,0,0]
["01010303","5695ED09018","와이드스위치신설(90MM)","매입대각형 3로 1P","개",6,{"$nulls":8},"",null,null,0,0,0]
["01010303","5695ED01110","콘센트신설","매입접지극부 1구 15A250V","개",10,{"$nulls":8},""]
["01010303","5695ED01111","콘센트신설","매입접지극부 2구 15A250V","개",7,{"$nulls":8},"",null,null,0,0,0]
["01010303","5695ED01116","콘센트신설","노출접지극부 2구 15A250V","개",8,{"$nulls":8},"",null,null,0,0,0]
["01010303","56950120028","파이프행가"," 28 C","개소",1,{"$nulls":8},"",null,null,0,0,0]
["01010303","56950180001","동력배관지지가대","모타배관지지","개소",1,{"$nulls":8},"",null,null,0,0,0]
["01010303","5695EZ90022","센서등(E)","IL 60W","SET",138,{"$nulls":8},""]
["01010303","5695EZ90024","직부등(G)","IL 60W","SET",13,{"$nulls":8},""]
["01010303","5695EZ90028","갓등 P.P(J)","FL 32W x2","SET",3,{"$nulls":8},""]
["01010303","5695EZ90031","직부등(L)","EL 20W","SET",7,{"$nulls":8},""]
{"$rows_empty":14}
[null,null,"[ 합           계 ]"]
[null,null,"0101040101  세대전기공사 기준층 (39㎟)"]
["0101040101","5695EA04160","합성수지가요전선관","CD 16MM","M",93.2,{"$nulls":8},"",null,null,0,0,0]
["0101040101","5695EA11010","PVC박스 신설","HI SW박스 1G","개",10,{"$nulls":8},"",null,null,0,0,0]
["0101040101","5695EA11011","PVC박스 신설","HI SW박스 2G","개",11,{"$nulls":8},"",null,null,0,0,0]
["0101040101","5695EA11012","PVC박스 신설","HI 콘크리트4각 75","개",2,{"$nulls":8},"",null,null,0,0,0]
["0101040101","5695EA11013","PVC박스 신설","HI 콘크리트8각 75","개",6,{"$nulls":8},"",null,null,0,0,0]
["0101040101","5695EA12013","연결박스","","개",18,{"$nulls":8},"",null,null,0,0,0]
["0101040101","59754857276","박스지지금구","1구용(세대분전반용)","개",1,{"$nulls":8},"",null,null,0,0,0]
["0101040101","59754857277","박스지지금구","1구용(세대단자함용)","개",1,{"$nulls":8},"",null,null,0,0,0]
["0101040101","59754857278","박스지지금구","1구용","개",19,{"$nulls":8},"",null,null,0,0,0]
["0101040101","59754857279","박스지지금구","2구용","개",1,{"$nulls":8},"",null,null,0,0,0]
["0101040101","59754857280","박스지지금구","3구용","개",2,{"$nulls":8},"",null,null,0,0,0]
["0101040101","5695EB02011","관내배선","HIV 1.6mm","M",80,{"$nulls":8},"",null,null,0,0,0]
["0101040101","5695EB02012","관내배선","HIV 2.0mm","M",147.8,{"$nulls":8},"",null,null,0,0,0]
["0101040101","5695EB03070","관내배선","GV 1.6mm","M",10,{"$nulls":8},"",null,null,0,0,0]
["0101040101","5695EB03071","관내배선","GV 2.0mm","M",73.9,{"$nulls":8},"",null,null,0,0,0]
["0101040101","59400247001","와이어콘넥터","3.5 ㎟ x 2가닥","개",24,{"$nulls":8},"",null,null,0,0,0]
["0101040101","5695ED01110","콘센트신설","매입접지극부 1구 15A250V","개",6,{"$nulls":8},"",null,null,0,0,0]
["0101040101","5695ED01111","콘센트신설","매입접지극부 2구 15A250V","개",8,{"$nulls":8},"",null,null,0,0,0]
["0101040101","5695ED01112","콘센트신설","매입접지극부 4구 15A250V","개",1,{"$nulls":8},"",null,null,0,0,0]
["0101040101","5695ED01114","콘센트신설(방우콘센트)","매입접지극부 2구 15A250V","개",1,{"$nulls":8},"",null,null,0,0,0]
["0101040101","5695ED01117","콘센트신설(가로형)","매입접지극부 2구 15A250V","개",1,{"$nulls":8},"",null,null,0,0,0]
["0101040101","5695ED01118","콘센트신설(가로형방우콘센트)","매입접지극부 2구 15A250V","개",1,{"$nulls":8},"",null,null,0,0,0]
["0101040101","5695ED09019","와이드램프스위치신설(90MM)","매입대각형 1P","개",1,{"$nulls":8},"",null,null,0,0,0]
["0101040101","5695ED09020","와이드램프스위치신설(90MM)","매입대각형 2연용 1P","개",2,{"$nulls":8},"",null,null,0,0,0]
["0101040101","5695ED09021","와이드램프스위치신설(90MM)","매입대각형 3연용 1P","개",1,{"$nulls":8},"",null,null,0,0,0]
["0101040101","5695EZ20010","석고보드따기","전기","개소",19,{"$nulls":8},"",null,null,0,0,0]
["0101040101","56950280010","등기구보강","M바 표준형","SET",3,{"$nulls":8},"",null,null,0,0,0]
["0101040101","5695EZ90001","거실등","GES-00D","SET",1,{"$nulls":8},"",null,null,0,0,0]
["0101040101","5695EZ90003","침실등","CHS-00B","SET",1,{"$nulls":8},"",null,null,0,0,0]
["0101040101","5695EZ90004","현관등","HYS-00B","SET",1,{"$nulls":8},"",null,null,0,0,0]
["0101040101","5695EZ90005","욕실등","HWJ-01B","SET",1,{"$nulls":8},"",null,null,0,0,0]
["0101040101","5695EZ90006","발코니등","BKC-01B","SET",1,{"$nulls":8},"",null,null,0,0,0]
["0101040101","5695EZ90007","주방등","JBI-01A","SET",1,{"$nulls":8},"",null,null,0,0,0]
["0101040101","5695EZ90008","식탁등","SIT-01A","SET",1,{"$nulls":8},"",null,null,0,0,0]
["0101040101","5695EZ90050","세대분전반","MAIN:2P 50AF,분기:2P 30AFx4","면",1,{"$nulls":8},"",null,null,0,0,0]
{"$rows_empty":15}
[null,null,"[ 합           계 ]"]
[null,null,"0101040102  세대전기공사 기준층(49㎟ A)"]
["0101040102","5695EA04160","합성수지가요전선관","CD 16MM","M",103.6,{"$nulls":8},"",null,null,0,0,0]
["0101040102","5695EA04161","합성수지가요전선관","CD 22MM","M",2.1,{"$nulls":8},"",null,null,0,0,0]
["0101040102","5695EA11010","PVC박스 신설","HI SW박스 1G","개",9,{"$nulls":8},"",null,null,0,0,0]
["0101040102","5695EA11011","PVC박스 신설","HI SW박스 2G","개",14,{"$nulls":8},"",null,null,0,0,0]
["0101040102","5695EA11012","PVC박스 신설","HI 콘크리트4각 75","개",3,{"$nulls":8},"",null,null,0,0,0]
["0101040102","5695EA11013","PVC박스 신설","HI 콘크리트8각 75","개",11,{"$nulls":8},"",null,null,0,0,0]
["0101040102","5695EA12013","연결박스","","개",22,{"$nulls":8},"",null,null,0,0,0]
["0101040102","59754857276","박스지지금구","1구용(세대분전반용)","개",1,{"$nulls":8},"",null,null,0,0,0]
["0101040102","59754857277","박스지지금구","1구용(세대단자함용)","개",1,{"$nulls":8},"",null,null,0,0,0]
["0101040102","59754857278","박스지지금구","1구용","개",20,{"$nulls":8},"",null,null,0,0,0]
["0101040102","59754857280","박스지지금구","3구용","개",4,{"$nulls":8},"",null,null,0,0,0]
["0101040102","5695EB02011","관내배선","HIV 1.6mm","M",137.4,{"$nulls":8},"",null,null,0,0,0]
["0101040102","5695EB02012","관내배선","HIV 2.0mm","M",139.8,{"$nulls":8},"",null,null,0,0,0]
["0101040102","5695EB03070","관내배선","GV 1.6mm","M",9.2,{"$nulls":8},"",null,null,0,0,0]
["0101040102","5695EB03071","관내배선","GV 2.0mm","M",69.9,{"$nulls":8},"",null,null,0,0,0]
["0101040102","59400247001","와이어콘넥터","3.5 ㎟ x 2가닥","개",42,{"$nulls":8},"",null,null,0,0,0]
["0101040102","5695ED01110","콘센트신설","매입접지극부 1구 15A250V","개",6,{"$nulls":8},"",null,null,0,0,0]
["0101040102","5695ED01111","콘센트신설","매입접지극부 2구 15A250V","개",9,{"$nulls":8},"",null,null,0,0,0]
["0101040102","5695ED01112","콘센트신설","매입접지극부 4구 15A250V","개",1,{"$nulls":8},"",null,null,0,0,0]
["0101040102","5695ED01114","콘센트신설(방우콘센트)","매입접지극부 2구 15A250V","개",1,{"$nulls":8},"",null,null,0,0,0]
["0101040102","5695ED01117","콘센트신설(가로형)","매입접지극부 2구 15A250V","개",1,{"$nulls":8},"",null,null,0,0,0]
["0101040102","5695ED01118","콘센트신설(가로형방우콘센트)","매입접지극부 2구 15A250V","개",1,{"$nulls":8},"",null,null,0,0,0]
["0101040102","5695ED09019","와이드램프스위치신설(90MM)","매입대각형 1P","개",2,{"$nulls":8},"",null,null,0,0,0]
["0101040102","5695ED09020","와이드램프스위치신설(90MM)","매입대각형 2연용 1P","개",1,{"$nulls":8},"",null,null,0,0,0]
["0101040102","5695ED09021","와이드램프스위치신설(90MM)","매입대각형 3연용 1P","개",2,{"$nulls":8},"",null,null,0,0,0]
["0101040102","5695EZ20010","석고보드따기","전기","개소",25,{"$nulls":8},"",null,null,0,0,0]
["0101040102","56950280010","등기구보강","M바 표준형","SET",4,{"$nulls":8},"",null,null,0,0,0]
["0101040102","5695EZ90001","거실등","GES-00D","SET",1,{"$nulls":8},"",null,null,0,0,0]
["0101040102","5695EZ90002","안방등","CHL-00B","SET",1,{"$nulls":8},"",null,null,0,0,0]
["0101040102","5695EZ90003","침실등","CHS-00B","SET",1,{"$nulls":8},"",null,null,0,0,0]
["0101040102","5695EZ90004","현관등","HYS-00B","SET",1,{"$nulls":8},"",null,null,0,0,0]
["0101040102","5695EZ90005","욕실등","HWJ-01B","SET",1,{"$nulls":8},"",null,null,0,0,0]
["0101040102","5695EZ90006","발코니등","BKC-01B","SET",4,{"$nulls":8},"",null,null,0,0,0]
["0101040102","5695EZ90007","주방등","JBI-01A","SET",1,{"$nulls":8},"",null,null,0,0,0]
["0101040102","5695EZ90008","식탁등","SIT-01A","SET",1,{"$nulls":8},"",null,null,0,0,0]
["0101040102","5695EZ90009","복도등","HAL-00B","SET",2,{"$nulls":8},"",null,null,0,0,0]
["0101040102","5695EZ90050","세대분전반","MAIN:2P 50AF,분기:2P 30AFx4","면",1,{"$nulls":8},"",null,null,0,0,0]
{"$rows_empty":13}
[null,null,"[ 합           계 ]"]
[null,null,"01010402  전력간선공사"]
["01010402","5695EA01141","PVC PIPE 배관","HI 16MM","M",13,{"$nulls":8},"",null,null,0,0,0]
["01010402","5695EA01142","PVC PIPE 배관","HI 22MM","M",15.5,{"$nulls":8},"",null,null,0,0,0]
["01010402","5695EA01143","PVC PIPE 배관","HI 28MM","M",13.1,{"$nulls":8},"",null,null,0,0,0]
["01010402","5695EA02163","강제전선관배관","아연도 36MM","M",16.2,{"$nulls":8},"",null,null,0,0,0]
["01010402","5695EA02164","강제전선관배관","아연도 42MM","M",60.3,{"$nulls":8},"",null,null,0,0,0]
["01010402","5695EA02165","강제전선관배관","아연도 54MM","M",46.3,{"$nulls":8},"",null,null,0,0,0]
["01010402","5695EA02167","강제전선관배관","아연도 82MM","M",2.4,{"$nulls":8},"",null,null,0,0,0]
["01010402","5695EA04160","합성수지가요전선관","CD 16MM","M",860.7,{"$nulls":8},"",null,null,0,0,0]
["01010402","59759017063","강재전선관용 부품","노말밴드, 아연도 42 mm","개",6,{"$nulls":8},"",null,null,0,0,0]
["01010402","59759017064","강재전선관용 부품","노말밴드, 아연도 54 mm","개",2,{"$nulls":8},"",null,null,0,0,0]
["01010402","59759017066","강재전선관용 부품","노말밴드, 아연도 82 mm","개",1,{"$nulls":8},"",null,null,0,0,0]
["01010402","CSES0020004","경질비닐전선관용 부품","노말밴드,HI 28C","EA",4,{"$nulls":8},"",null,null,0,0,0]
["01010402","59759017054","강재전선관용 부품","파이프크램프, 36 C","개",12,{"$nulls":8},"",null,null,0,0,0]
["01010402","59759017055","강재전선관용 부품","파이프크램프, 42 C","개",42,{"$nulls":8},"",null,null,0,0,0]
["01010402","59759017056","강재전선관용 부품","파이프크램프, 54 C","개",34,{"$nulls":8},"",null,null,0,0,0]
["01010402","59759017058","강재전선관용 부품","파이프크램프, 82 C","개",2,{"$nulls":8},"",null,null,0,0,0]
["01010402","5695EH01704","PULL BOX","200x200x100","개",2,{"$nulls":8},""]
["01010402","5695EH01705","PULL BOX","200x200x150","개",1,{"$nulls":8},""]
["01010402","5695EH01721","PULL BOX","400x400x200","개",1,{"$nulls":8},""]
["01010402","5695EB02014","관내배선","HIV 5.5㎟","M",1967.4,{"$nulls":8},"",null,null,0,0,0]
["01010402","5695EB02016","관내배선","HIV 14㎟","M",68.4,{"$nulls":8},""]
["01010402","5695EB02028","관내배선","HIV 30㎟","M",40.1,{"$nulls":8},"",null,null,0,0,0]
["01010402","5695EB02018","관내배선","HIV 38㎟","M",298.6,{"$nulls":8},"",null,null,0,0,0]
["01010402","5695EB03071","관내배선","GV 2.0mm","M",948.7,{"$nulls":8},"",null,null,0,0,0]
["01010402","5695EB03080","관내배선","GV 5.5㎟","M",34.6,{"$nulls":8},"",null,null,0,0,0]
["01010402","5695EB03081","관내배선","GV 8㎟","M",58.7,{"$nulls":8},"",null,null,0,0,0]
["01010402","5695EB03082","관내배선","GV 14㎟","M",80.2,{"$nulls":8},"",null,null,0,0,0]
["01010402","5695EB03083","관내배선","GV 22㎟","M",20,{"$nulls":8},"",null,null,0,0,0]
["01010402","5695EC51408","내화전선","FR-8 22㎟ x4C","M",45.9,{"$nulls":8},""]
["01010402","5695EZ02012","접지","E3","개소",1,{"$nulls":8},"",null,null,0,0,0]
["01010402","59751777102","접지첨가제","접지저항저감제,아스판,10 Kg","개",1,{"$nulls":8},"",null,null,0,0,0]
["01010402","5695EQ31012","단말처리(압착터미날포함)","14MM2","조",40,{"$nulls":8},"",null,null,0,0,0]
["01010402","5695EQ31013","단말처리(압착터미날포함)","22MM2","조",8,{"$nulls":8},"",null,null,0,0,0]
["01010402","5695EQ31023","단말처리(압착터미날포함)","30MM2","조",18,{"$nulls":8},"",null,null,0,0,0]
["01010402","5695EQ31014","단말처리(압착터미날포함)","38MM2","조",84,{"$nulls":8},"",null,null,0,0,0]
["01010402","5695N050055","세대계량기반(4세대용)","850Wx500Hx180D(옥내)","면",1,{"$nulls":8},""]
["01010402","5695N050057","세대계량기반(6세대용)","650Wx900Hx180D(옥내)","면",14,{"$nulls":8},""]
["01010402","59754857285","보강철물","계량기함","개",15,{"$nulls":8},"",null,null,0,0,0]
["01010402","56950240050","관로구방수","D50","개소",1,{"$nulls":8},"",null,null,0,0,0]
["01010402","56950140300","파이프지지대"," W300","개소",1,{"$nulls":8},"",null,null,0,0,0]
["01010402","5695CSE1098","파이프지지","W 50","개소",27,{"$nulls":8},"",null,null,0,0,0]
["01010402","5695CSE1100","파이프지지","W 150","개소",13,{"$nulls":8},"",null,null,0,0,0]
["01010402","5695CSE1101","파이프지지","W 200","개소",12,{"$nulls":8},"",null,null,0,0,0]
["01010402","5695CSE1102","파이프지지","W 300","개소",6,{"$nulls":8},"",null,null,0,0,0]
["01010402","5695CSE1104","파이프지지","W 500","개소",1,{"$nulls":8},""]
["01010402","5695N050013","LM/LEM-504","900Wx2000Hx250D(옥내)","면",1,{"$nulls":8},""]
["01010402","5695N050019","LP-1A(504)","700Wx700Hx200D(옥내)","면",1,{"$nulls":8},""]
["01010402","5695N050025","LP-2A(504)","500Wx600Hx200D(옥내)","면",1,{"$nulls":8},""]
["01010402","5695N050033","PS-3","500Wx500Hx200D(옥내)","면",1,{"$nulls":8},""]
[]
[null,null,"[ 합           계 ]"]
[null,null,"01010403  공용부전등전열공사"]
["01010403","5695EA01141","PVC PIPE 배관","HI 16MM","M",120.4,{"$nulls":8},"",null,null,0,0,0]
["01010403","5695EA01142","PVC PIPE 배관","HI 22MM","M",5.4,{"$nulls":8},"",null,null,0,0,0]
["01010403","5695EA02162","강제전선관배관","아연도 28MM","M",7.4,{"$nulls":8},"",null,null,0,0,0]
["01010403","5695EA04160","합성수지가요전선관","CD 16MM","M",653.4,{"$nulls":8},"",null,null,0,0,0]
["01010403","5695EA04161","합성수지가요전선관","CD 22MM","M",31.3,{"$nulls":8},"",null,null,0,0,0]
["01010403","5695EA05169","후렉시블전선관","16MM(방수형)","M",1,{"$nulls":8},"",null,null,0,0,0]
["01010403","5695EA05170","후렉시블전선관","22MM(방수형)","M",1,{"$nulls":8},"",null,null,0,0,0]
["01010403","59753017063","1종가요관 부속품","박스커넥터-비닐, 16mm 방수","개",2,{"$nulls":8},"",null,null,0,0,0]
["01010403","59753017064","1종가요관 부속품","박스커넥터-비닐, 22mm 방수","개",2,{"$nulls":8},"",null,null,0,0,0]
["01010403","59759017061","강재전선관용 부품","노말밴드, 아연도 28 mm","개",3,{"$nulls":8},"",null,null,0,0,0]
["01010403","5695EA11010","PVC박스 신설","HI SW박스 1G","개",17,{"$nulls":8},"",null,null,0,0,0]
["01010403","5695EA11011","PVC박스 신설","HI SW박스 2G","개",8,{"$nulls":8},""]
["01010403","5695EA11012","PVC박스 신설","HI 콘크리트4각 75","개",4,{"$nulls":8},"",null,null,0,0,0]
["01010403","5695EA11013","PVC박스 신설","HI 콘크리트8각 75","개",122,{"$nulls":8},"",null,null,0,0,0]
["01010403","5695EH01700","PULL BOX","150x150x100","개",1,{"$nulls":8},"",null,null,0,0,0]
["01010403","5695EB02011","관내배선","HIV 1.6mm","M",2186.9,{"$nulls":8},"",null,null,0,0,0]
["01010403","5695EB02012","관내배선","HIV 2.0mm","M",264.4,{"$nulls":8},"",null,null,0,0,0]
["01010403","5695EB03071","관내배선","GV 2.0mm","M",127.5,{"$nulls":8},"",null,null,0,0,0]
["01010403","5695EC19020","제어용케이블신설","CVVS 1.25㎟ x2C","M",7.4,{"$nulls":8},"",null,null,0,0,0]
["01010403","59400247001","와이어콘넥터","3.5 ㎟ x 2가닥","개",378,{"$nulls":8},"",null,null,0,0,0]
["01010403","5695ED09010","와이드스위치신설(90MM)","매입대각형 1P","개",3,{"$nulls":8},"",null,null,0,0,0]
["01010403","5695ED09011","와이드스위치신설(90MM)","매입대각형 2연용 1P","개",1,{"$nulls":8},"",null,null,0,0,0]
["01010403","5695ED09018","와이드스위치신설(90MM)","매입대각형 3로 1P","개",8,{"$nulls":8},"",null,null,0,0,0]
["01010403","5695ED01110","콘센트신설","매입접지극부 1구 15A250V","개",10,{"$nulls":8},""]
["01010403","5695ED01111","콘센트신설","매입접지극부 2구 15A250V","개",3,{"$nulls":8},"",null,null,0,0,0]
["01010403","5695ED01116","콘센트신설","노출접지극부 2구 15A250V","개",7,{"$nulls":8},"",null,null,0,0,0]
["01010403","56950120028","파이프행가"," 28 C","개소",2,{"$nulls":8},"",null,null,0,0,0]
["01010403","56950180001","동력배관지지가대","모타배관지지","개소",1,{"$nulls":8},"",null,null,0,0,0]
["01010403","5695EZ90022","센서등(E)","IL 60W","SET",100,{"$nulls":8},""]
["01010403","5695EZ90024","직부등(G)","IL 60W","SET",16,{"$nulls":8},""]
["01010403","5695EZ90028","갓등 P.P(J)","FL 32W x2","SET",4,{"$nulls":8},""]
["01010403","5695EZ90031","직부등(L)","EL 20W","SET",6,{"$nulls":8},""]
{"$rows_empty":18}
[null,null,"[ 합           계 ]"]
[null,null,"0101050101  세대전기공사 기준층(59㎟ A)"]
["0101050101","5695EA04160","합성수지가요전선관","CD 16MM","M",124.5,{"$nulls":8},"",null,null,0,0,0]
["0101050101","5695EA04161","합성수지가요전선관","CD 22MM","M",2.3,{"$nulls":8},"",null,null,0,0,0]
["0101050101","5695EA11010","PVC박스 신설","HI SW박스 1G","개",11,{"$nulls":8},"",null,null,0,0,0]
["0101050101","5695EA11011","PVC박스 신설","HI SW박스 2G","개",18,{"$nulls":8},"",null,null,0,0,0]
["0101050101","5695EA11012","PVC박스 신설","HI 콘크리트4각 75","개",4,{"$nulls":8},"",null,null,0,0,0]
["0101050101","5695EA11013","PVC박스 신설","HI 콘크리트8각 75","개",13,{"$nulls":8},"",null,null,0,0,0]
["0101050101","5695EA12013","연결박스","","개",28,{"$nulls":8},"",null,null,0,0,0]
["0101050101","59754857276","박스지지금구","1구용(세대분전반용)","개",1,{"$nulls":8},"",null,null,0,0,0]
["0101050101","59754857277","박스지지금구","1구용(세대단자함용)","개",1,{"$nulls":8},"",null,null,0,0,0]
["0101050101","59754857278","박스지지금구","1구용","개",24,{"$nulls":8},"",null,null,0,0,0]
["0101050101","59754857280","박스지지금구","3구용","개",5,{"$nulls":8},"",null,null,0,0,0]
["0101050101","5695EB02011","관내배선","HIV 1.6mm","M",176.4,{"$nulls":8},"",null,null,0,0,0]
["0101050101","5695EB02012","관내배선","HIV 2.0mm","M",154.2,{"$nulls":8},"",null,null,0,0,0]
["0101050101","5695EB03070","관내배선","GV 1.6mm","M",13.3,{"$nulls":8},"",null,null,0,0,0]
["0101050101","5695EB03071","관내배선","GV 2.0mm","M",77.1,{"$nulls":8},"",null,null,0,0,0]
["0101050101","59400247001","와이어콘넥터","3.5 ㎟ x 2가닥","개",51,{"$nulls":8},"",null,null,0,0,0]
["0101050101","5695ED01110","콘센트신설","매입접지극부 1구 15A250V","개",7,{"$nulls":8},"",null,null,0,0,0]
["0101050101","5695ED01111","콘센트신설","매입접지극부 2구 15A250V","개",12,{"$nulls":8},"",null,null,0,0,0]
["0101050101","5695ED01112","콘센트신설","매입접지극부 4구 15A250V","개",1,{"$nulls":8},"",null,null,0,0,0]
["0101050101","5695ED01114","콘센트신설(방우콘센트)","매입접지극부 2구 15A250V","개",1,{"$nulls":8},"",null,null,0,0,0]
["0101050101","5695ED01117","콘센트신설(가로형)","매입접지극부 2구 15A250V","개",1,{"$nulls":8},"",null,null,0,0,0]
["0101050101","5695ED01118","콘센트신설(가로형방우콘센트)","매입접지극부 2구 15A250V","개",2,{"$nulls":8},"",null,null,0,0,0]
["0101050101","5695ED09019","와이드램프스위치신설(90MM)","매입대각형 1P","개",3,{"$nulls":8},"",null,null,0,0,0]
["0101050101","5695ED09020","와이드램프스위치신설(90MM)","매입대각형 2연용 1P","개",2,{"$nulls":8},"",null,null,0,0,0]
["0101050101","5695ED09021","와이드램프스위치신설(90MM)","매입대각형 3연용 1P","개",1,{"$nulls":8},"",null,null,0,0,0]
["0101050101","5695ED09022","와이드램프스위치신설(90MM)","매입대각형 4연용 1P","개",1,{"$nulls":8},"",null,null,0,0,0]
["0101050101","5695EZ20010","석고보드따기","전기","개소",31,{"$nulls":8},"",null,null,0,0,0]
["0101050101","56950280010","등기구보강","M바 표준형","SET",4,{"$nulls":8},"",null,null,0,0,0]
["0101050101","5695EZ90001","거실등","GES-00D","SET",1,{"$nulls":8},"",null,null,0,0,0]
["0101050101","5695EZ90002","안방등","CHL-00B","SET",1,{"$nulls":8},"",null,null,0,0,0]
["0101050101","5695EZ90003","침실등","CHS-00B","SET",2,{"$nulls":8},"",null,null,0,0,0]
["0101050101","5695EZ90004","현관등","HYS-00B","SET",1,{"$nulls":8},"",null,null,0,0,0]
["0101050101","5695EZ90005","욕실등","HWJ-01B","SET",1,{"$nulls":8},"",null,null,0,0,0]
["0101050101","5695EZ90006","발코니등","BKC-01B","SET",5,{"$nulls":8},"",null,null,0,0,0]
["0101050101","5695EZ90007","주방등","JBI-01A","SET",1,{"$nulls":8},"",null,null,0,0,0]
["0101050101","5695EZ90008","식탁등","SIT-01A","SET",1,{"$nulls":8},"",null,null,0,0,0]
["0101050101","5695EZ90009","복도등","HAL-00B","SET",2,{"$nulls":8},"",null,null,0,0,0]
["0101050101","5695EZ90050","세대분전반","MAIN:2P 50AF,분기:2P 30AFx4","면",1,{"$nulls":8},"",null,null,0,0,0]
{"$rows_empty":12}
[null,null,"[ 합           계 ]"]
[null,null,"01010502  전력간선공사"]
["01010502","5695EA01141","PVC PIPE 배관","HI 16MM","M",12,{"$nulls":8},"",null,null,0,0,0]
["01010502","5695EA01142","PVC PIPE 배관","HI 22MM","M",41.3,{"$nulls":8},"",null,null,0,0,0]
["01010502","5695EA01143","PVC PIPE 배관","HI 28MM","M",21.2,{"$nulls":8},"",null,null,0,0,0]
["01010502","5695EA02162","강제전선관배관","아연도 28MM","M",10.8,{"$nulls":8},"",null,null,0,0,0]
["01010502","5695EA02163","강제전선관배관","아연도 36MM","M",40.8,{"$nulls":8},"",null,null,0,0,0]
["01010502","5695EA02164","강제전선관배관","아연도 42MM","M",48.7,{"$nulls":8},"",null,null,0,0,0]
["01010502","5695EA02165","강제전선관배관","아연도 54MM","M",79.1,{"$nulls":8},"",null,null,0,0,0]
["01010502","5695EA02166","강제전선관배관","아연도 70MM","M",4.9,{"$nulls":8},""]
["01010502","5695EA04160","합성수지가요전선관","CD 16MM","M",605.8,{"$nulls":8},"",null,null,0,0,0]
["01010502","59759017062","강재전선관용 부품","노말밴드, 아연도 36 mm","개",6,{"$nulls":8},""]
["01010502","59759017063","강재전선관용 부품","노말밴드, 아연도 42 mm","개",2,{"$nulls":8},"",null,null,0,0,0]
["01010502","59759017064","강재전선관용 부품","노말밴드, 아연도 54 mm","개",3,{"$nulls":8},"",null,null,0,0,0]
["01010502","59759017065","강재전선관용 부품","노말밴드, 아연도 70 mm","개",3,{"$nulls":8},""]
["01010502","CSES0020004","경질비닐전선관용 부품","노말밴드,HI 28C","EA",8,{"$nulls":8},"",null,null,0,0,0]
["01010502","59759017053","강재전선관용 부품","파이프크램프, 28 C","개",8,{"$nulls":8},"",null,null,0,0,0]
["01010502","59759017054","강재전선관용 부품","파이프크램프, 36 C","개",30,{"$nulls":8},"",null,null,0,0,0]
["01010502","59759017055","강재전선관용 부품","파이프크램프, 42 C","개",36,{"$nulls":8},"",null,null,0,0,0]
["01010502","59759017056","강재전선관용 부품","파이프크램프, 54 C","개",58,{"$nulls":8},"",null,null,0,0,0]
["01010502","59759017057","강재전선관용 부품","파이프크램프, 70 C","개",5,{"$nulls":8},""]
["01010502","5695EH01704","PULL BOX","200x200x100","개",2,{"$nulls":8},""]
["01010502","5695EH01705","PULL BOX","200x200x150","개",2,{"$nulls":8},""]
["01010502","5695EH01721","PULL BOX","400x400x200","개",2,{"$nulls":8},""]
["01010502","5695EB02014","관내배선","HIV 5.5㎟","M",1496.8,{"$nulls":8},"",null,null,0,0,0]
["01010502","5695EB02016","관내배선","HIV 14㎟","M",116.8,{"$nulls":8},""]
["01010502","5695EB02017","관내배선","HIV 22㎟","M",290.3,{"$nulls":8},"",null,null,0,0,0]
["01010502","5695EB02028","관내배선","HIV 30㎟","M",178.5,{"$nulls":8},"",null,null,0,0,0]
["01010502","5695EB03071","관내배선","GV 2.0mm","M",657.8,{"$nulls":8},"",null,null,0,0,0]
["01010502","5695EB03080","관내배선","GV 5.5㎟","M",74.5,{"$nulls":8},"",null,null,0,0,0]
["01010502","5695EB03081","관내배선","GV 8㎟","M",209.6,{"$nulls":8},"",null,null,0,0,0]
["01010502","5695EB03083","관내배선","GV 22㎟","M",19,{"$nulls":8},"",null,null,0,0,0]
["01010502","5695EC51015","내화전선","FR-8 100㎟ x1C","M",187.6,{"$nulls":8},""]
["01010502","5695EC51408","내화전선","FR-8 22㎟ x4C","M",123.1,{"$nulls":8},""]
["01010502","5695EZ02012","접지","E3","개소",1,{"$nulls":8},"",null,null,0,0,0]
["01010502","59751777102","접지첨가제","접지저항저감제,아스판,10 Kg","개",1,{"$nulls":8},"",null,null,0,0,0]
["01010502","5695EQ31012","단말처리(압착터미날포함)","14MM2","조",32,{"$nulls":8},"",null,null,0,0,0]
["01010502","5695EQ31013","단말처리(압착터미날포함)","22MM2","조",126,{"$nulls":8},"",null,null,0,0,0]
["01010502","5695EQ31023","단말처리(압착터미날포함)","30MM2","조",66,{"$nulls":8},"",null,null,0,0,0]
["01010502","5695EZ03554","동관단자","100MM2","개",8,{"$nulls":8},""]
["01010502","5695N050053","세대계량기반(2세대용)","450Wx500Hx160D(옥내)","면",26,{"$nulls":8},""]
["01010502","59754857285","보강철물","계량기함","개",26,{"$nulls":8},"",null,null,0,0,0]
["01010502","56950240050","관로구방수","D50","개소",1,{"$nulls":8},"",null,null,0,0,0]
["01010502","56950120054","파이프행가"," 54 C","개소",1,{"$nulls":8},""]
["01010502","56950120070","파이프행가"," 70 C","개소",1,{"$nulls":8},""]
["01010502","56950140400","파이프지지대"," W400","개소",1,{"$nulls":8},""]
["01010502","5695CSE1098","파이프지지","W 50","개소",61,{"$nulls":8},"",null,null,0,0,0]
["01010502","5695CSE1100","파이프지지","W 150","개소",29,{"$nulls":8},"",null,null,0,0,0]
["01010502","5695CSE1101","파이프지지","W 200","개소",10,{"$nulls":8},"",null,null,0,0,0]
["01010502","5695CSE1102","파이프지지","W 300","개소",1,{"$nulls":8},"",null,null,0,0,0]
["01010502","5695CSE1105","파이프지지","W 600","개소",1,{"$nulls":8},"",null,null,0,0,0]
["01010502","5695N050014","LM/LEM-505","800Wx2000Hx250D(옥내)","면",1,{"$nulls":8},""]
["01010502","5695N050016","SUB-505","700Wx600Hx200D(옥내)","면",1,{"$nulls":8},""]
["01010502","5695N050021","LP-1A(505)","700Wx700Hx200D(옥내)","면",1,{"$nulls":8},""]
["01010502","5695N050022","LP-1B(505)","700Wx700Hx200D(옥내)","면",1,{"$nulls":8},""]
["01010502","5695N050027","LP-2A(505)","500Wx600Hx200D(옥내)","면",1,{"$nulls":8},""]
["01010502","5695N050028","LP-2B(505)","500Wx600Hx200D(옥내)","면",1,{"$nulls":8},""]
["01010502","5695N050033","PS-3","500Wx500Hx200D(옥내)","면",2,{"$nulls":8},""]
{"$rows_empty":20}
[null,null,"[ 합           계 ]"]
[null,null,"01010503  공용부전등전열공사"]
["01010503","5695EA01141","PVC PIPE 배관","HI 16MM","M",226.5,{"$nulls":8},"",null,null,0,0,0]
["01010503","5695EA01142","PVC PIPE 배관","HI 22MM","M",4.6,{"$nulls":8},"",null,null,0,0,0]
["01010503","5695EA02162","강제전선관배관","아연도 28MM","M",10.8,{"$nulls":8},"",null,null,0,0,0]
["01010503","5695EA04160","합성수지가요전선관","CD 16MM","M",793.8,{"$nulls":8},"",null,null,0,0,0]
["01010503","5695EA04161","합성수지가요전선관","CD 22MM","M",40.6,{"$nulls":8},"",null,null,0,0,0]
["01010503","5695EA05169","후렉시블전선관","16MM(방수형)","M",2,{"$nulls":8},"",null,null,0,0,0]
["01010503","5695EA05170","후렉시블전선관","22MM(방수형)","M",2,{"$nulls":8},"",null,null,0,0,0]
["01010503","59753017063","1종가요관 부속품","박스커넥터-비닐, 16mm 방수","개",4,{"$nulls":8},"",null,null,0,0,0]
["01010503","59753017064","1종가요관 부속품","박스커넥터-비닐, 22mm 방수","개",4,{"$nulls":8},"",null,null,0,0,0]
["01010503","59759017061","강재전선관용 부품","노말밴드, 아연도 28 mm","개",4,{"$nulls":8},"",null,null,0,0,0]
["01010503","5695EA11010","PVC박스 신설","HI SW박스 1G","개",29,{"$nulls":8},"",null,null,0,0,0]
["01010503","5695EA11011","PVC박스 신설","HI SW박스 2G","개",7,{"$nulls":8},""]
["01010503","5695EA11012","PVC박스 신설","HI 콘크리트4각 75","개",10,{"$nulls":8},"",null,null,0,0,0]
["01010503","5695EA11013","PVC박스 신설","HI 콘크리트8각 75","개",146,{"$nulls":8},"",null,null,0,0,0]
["01010503","5695EH01700","PULL BOX","150x150x100","개",2,{"$nulls":8},"",null,null,0,0,0]
["01010503","5695EB02011","관내배선","HIV 1.6mm","M",2726.1,{"$nulls":8},"",null,null,0,0,0]
["01010503","5695EB02012","관내배선","HIV 2.0mm","M",486.6,{"$nulls":8},"",null,null,0,0,0]
["01010503","5695EB03071","관내배선","GV 2.0mm","M",235.9,{"$nulls":8},"",null,null,0,0,0]
["01010503","5695EC19020","제어용케이블신설","CVVS 1.25㎟ x2C","M",6.6,{"$nulls":8},"",null,null,0,0,0]
["01010503","59400247001","와이어콘넥터","3.5 ㎟ x 2가닥","개",468,{"$nulls":8},"",null,null,0,0,0]
["01010503","5695ED09010","와이드스위치신설(90MM)","매입대각형 1P","개",6,{"$nulls":8},"",null,null,0,0,0]
["01010503","5695ED09011","와이드스위치신설(90MM)","매입대각형 2연용 1P","개",2,{"$nulls":8},"",null,null,0,0,0]
["01010503","5695ED09018","와이드스위치신설(90MM)","매입대각형 3로 1P","개",12,{"$nulls":8},"",null,null,0,0,0]
["01010503","5695ED01110","콘센트신설","매입접지극부 1구 15A250V","개",8,{"$nulls":8},""]
["01010503","5695ED01111","콘센트신설","매입접지극부 2구 15A250V","개",8,{"$nulls":8},"",null,null,0,0,0]
["01010503","5695ED01116","콘센트신설","노출접지극부 2구 15A250V","개",11,{"$nulls":8},"",null,null,0,0,0]
["01010503","56950120028","파이프행가"," 28 C","개소",4,{"$nulls":8},"",null,null,0,0,0]
["01010503","56950180001","동력배관지지가대","모타배관지지","개소",2,{"$nulls":8},"",null,null,0,0,0]
["01010503","5695EZ90022","센서등(E)","IL 60W","SET",124,{"$nulls":8},""]
["01010503","5695EZ90024","직부등(G)","IL 60W","SET",20,{"$nulls":8},""]
["01010503","5695EZ90028","갓등 P.P(J)","FL 32W x2","SET",6,{"$nulls":8},""]
["01010503","5695EZ90031","직부등(L)","EL 20W","SET",6,{"$nulls":8},""]
{"$rows_empty":18}
[null,null,"[ 합           계 ]"]
[null,null,"0101060101  세대전기공사 기준층(49㎟ A)"]
["0101060101","5695EA04160","합성수지가요전선관","CD 16MM","M",103.6,{"$nulls":8},"",null,null,0,0,0]
["0101060101","5695EA04161","합성수지가요전선관","CD 22MM","M",2.1,{"$nulls":8},"",null,null,0,0,0]
["0101060101","5695EA11010","PVC박스 신설","HI SW박스 1G","개",9,{"$nulls":8},"",null,null,0,0,0]
["0101060101","5695EA11011","PVC박스 신설","HI SW박스 2G","개",14,{"$nulls":8},"",null,null,0,0,0]
["0101060101","5695EA11012","PVC박스 신설","HI 콘크리트4각 75","개",3,{"$nulls":8},"",null,null,0,0,0]
["0101060101","5695EA11013","PVC박스 신설","HI 콘크리트8각 75","개",11,{"$nulls":8},"",null,null,0,0,0]
["0101060101","5695EA12013","연결박스","","개",22,{"$nulls":8},"",null,null,0,0,0]
["0101060101","59754857276","박스지지금구","1구용(세대분전반용)","개",1,{"$nulls":8},"",null,null,0,0,0]
["0101060101","59754857277","박스지지금구","1구용(세대단자함용)","개",1,{"$nulls":8},"",null,null,0,0,0]
["0101060101","59754857278","박스지지금구","1구용","개",20,{"$nulls":8},"",null,null,0,0,0]
["0101060101","59754857280","박스지지금구","3구용","개",4,{"$nulls":8},"",null,null,0,0,0]
["0101060101","5695EB02011","관내배선","HIV 1.6mm","M",137.4,{"$nulls":8},"",null,null,0,0,0]
["0101060101","5695EB02012","관내배선","HIV 2.0mm","M",139.8,{"$nulls":8},"",null,null,0,0,0]
["0101060101","5695EB03070","관내배선","GV 1.6mm","M",9.2,{"$nulls":8},"",null,null,0,0,0]
["0101060101","5695EB03071","관내배선","GV 2.0mm","M",69.9,{"$nulls":8},"",null,null,0,0,0]
["0101060101","59400247001","와이어콘넥터","3.5 ㎟ x 2가닥","개",42,{"$nulls":8},"",null,null,0,0,0]
["0101060101","5695ED01110","콘센트신설","매입접지극부 1구 15A250V","개",6,{"$nulls":8},"",null,null,0,0,0]
["0101060101","5695ED01111","콘센트신설","매입접지극부 2구 15A250V","개",9,{"$nulls":8},"",null,null,0,0,0]
["0101060101","5695ED01112","콘센트신설","매입접지극부 4구 15A250V","개",1,{"$nulls":8},"",null,null,0,0,0]
["0101060101","5695ED01114","콘센트신설(방우콘센트)","매입접지극부 2구 15A250V","개",1,{"$nulls":8},"",null,null,0,0,0]
["0101060101","5695ED01117","콘센트신설(가로형)","매입접지극부 2구 15A250V","개",1,{"$nulls":8},"",null,null,0,0,0]
["0101060101","5695ED01118","콘센트신설(가로형방우콘센트)","매입접지극부 2구 15A250V","개",1,{"$nulls":8},"",null,null,0,0,0]
["0101060101","5695ED09019","와이드램프스위치신설(90MM)","매입대각형 1P","개",2,{"$nulls":8},"",null,null,0,0,0]
["0101060101","5695ED09020","와이드램프스위치신설(90MM)","매입대각형 2연용 1P","개",1,{"$nulls":8},"",null,null,0,0,0]
["0101060101","5695ED09021","와이드램프스위치신설(90MM)","매입대각형 3연용 1P","개",2,{"$nulls":8},"",null,null,0,0,0]
["0101060101","5695EZ20010","석고보드따기","전기","개소",25,{"$nulls":8},"",null,null,0,0,0]
["0101060101","56950280010","등기구보강","M바 표준형","SET",4,{"$nulls":8},"",null,null,0,0,0]
["0101060101","5695EZ90001","거실등","GES-00D","SET",1,{"$nulls":8},"",null,null,0,0,0]
["0101060101","5695EZ90002","안방등","CHL-00B","SET",1,{"$nulls":8},"",null,null,0,0,0]
["0101060101","5695EZ90003","침실등","CHS-00B","SET",1,{"$nulls":8},"",null,null,0,0,0]
["0101060101","5695EZ90004","현관등","HYS-00B","SET",1,{"$nulls":8},"",null,null,0,0,0]
["0101060101","5695EZ90005","욕실등","HWJ-01B","SET",1,{"$nulls":8},"",null,null,0,0,0]
["0101060101","5695EZ90006","발코니등","BKC-01B","SET",4,{"$nulls":8},"",null,null,0,0,0]
["0101060101","5695EZ90007","주방등","JBI-01A","SET",1,{"$nulls":8},"",null,null,0,0,0]
["0101060101","5695EZ90008","식탁등","SIT-01A","SET",1,{"$nulls":8},"",null,null,0,0,0]
["0101060101","5695EZ90009","복도등","HAL-00B","SET",2,{"$nulls":8},"",null,null,0,0,0]
["0101060101","5695EZ90050","세대분전반","MAIN:2P 50AF,분기:2P 30AFx4","면",1,{"$nulls":8},"",null,null,0,0,0]
{"$rows_empty":13}
[null,null,"[ 합           계 ]"]
[null,null,"0101060102  세대전기공사 기준층(49㎟ B)"]
["0101060102","5695EA04160","합성수지가요전선관","CD 16MM","M",106.7,{"$nulls":8},"",null,null,0,0,0]
["0101060102","5695EA11010","PVC박스 신설","HI SW박스 1G","개",9,{"$nulls":8},"",null,null,0,0,0]
["0101060102","5695EA11011","PVC박스 신설","HI SW박스 2G","개",15,{"$nulls":8},"",null,null,0,0,0]
["0101060102","5695EA11012","PVC박스 신설","HI 콘크리트4각 75","개",4,{"$nulls":8},"",null,null,0,0,0]
["0101060102","5695EA11013","PVC박스 신설","HI 콘크리트8각 75","개",9,{"$nulls":8},"",null,null,0,0,0]
["0101060102","5695EA12013","연결박스","","개",24,{"$nulls":8},"",null,null,0,0,0]
["0101060102","59754857276","박스지지금구","1구용(세대분전반용)","개",1,{"$nulls":8},"",null,null,0,0,0]
["0101060102","59754857277","박스지지금구","1구용(세대단자함용)","개",1,{"$nulls":8},"",null,null,0,0,0]
["0101060102","59754857278","박스지지금구","1구용","개",20,{"$nulls":8},"",null,null,0,0,0]
["0101060102","59754857280","박스지지금구","3구용","개",4,{"$nulls":8},"",null,null,0,0,0]
["0101060102","5695EB02011","관내배선","HIV 1.6mm","M",128.5,{"$nulls":8},"",null,null,0,0,0]
["0101060102","5695EB02012","관내배선","HIV 2.0mm","M",146.2,{"$nulls":8},"",null,null,0,0,0]
["0101060102","5695EB03070","관내배선","GV 1.6mm","M",4.7,{"$nulls":8},"",null,null,0,0,0]
["0101060102","5695EB03071","관내배선","GV 2.0mm","M",73.1,{"$nulls":8},"",null,null,0,0,0]
["0101060102","59400247001","와이어콘넥터","3.5 ㎟ x 2가닥","개",39,{"$nulls":8},"",null,null,0,0,0]
["0101060102","5695ED01110","콘센트신설","매입접지극부 1구 15A250V","개",6,{"$nulls":8},"",null,null,0,0,0]
["0101060102","5695ED01111","콘센트신설","매입접지극부 2구 15A250V","개",10,{"$nulls":8},"",null,null,0,0,0]
["0101060102","5695ED01112","콘센트신설","매입접지극부 4구 15A250V","개",1,{"$nulls":8},"",null,null,0,0,0]
["0101060102","5695ED01114","콘센트신설(방우콘센트)","매입접지극부 2구 15A250V","개",1,{"$nulls":8},"",null,null,0,0,0]
["0101060102","5695ED01117","콘센트신설(가로형)","매입접지극부 2구 15A250V","개",1,{"$nulls":8},"",null,null,0,0,0]
["0101060102","5695ED01118","콘센트신설(가로형방우콘센트)","매입접지극부 2구 15A250V","개",1,{"$nulls":8},"",null,null,0,0,0]
["0101060102","5695ED09019","와이드램프스위치신설(90MM)","매입대각형 1P","개",1,{"$nulls":8},"",null,null,0,0,0]
["0101060102","5695ED09020","와이드램프스위치신설(90MM)","매입대각형 2연용 1P","개",3,{"$nulls":8},"",null,null,0,0,0]
["0101060102","5695ED09022","와이드램프스위치신설(90MM)","매입대각형 4연용 1P","개",1,{"$nulls":8},"",null,null,0,0,0]
["0101060102","5695EZ20010","석고보드따기","전기","개소",27,{"$nulls":8},"",null,null,0,0,0]
["0101060102","56950280010","등기구보강","M바 표준형","SET",4,{"$nulls":8},"",null,null,0,0,0]
["0101060102","5695EZ90001","거실등","GES-00D","SET",1,{"$nulls":8},"",null,null,0,0,0]
["0101060102","5695EZ90002","안방등","CHL-00B","SET",1,{"$nulls":8},"",null,null,0,0,0]
["0101060102","5695EZ90003","침실등","CHS-00B","SET",1,{"$nulls":8},"",null,null,0,0,0]
["0101060102","5695EZ90004","현관등","HYS-00B","SET",1,{"$nulls":8},"",null,null,0,0,0]
["0101060102","5695EZ90005","욕실등","HWJ-01B","SET",1,{"$nulls":8},"",null,null,0,0,0]
["0101060102","5695EZ90006","발코니등","BKC-01B","SET",3,{"$nulls":8},"",null,null,0,0,0]
["0101060102","5695EZ90007","주방등","JBI-01A","SET",1,{"$nulls":8},"",null,null,0,0,0]
["0101060102","5695EZ90008","식탁등","SIT-01A","SET",1,{"$nulls":8},"",null,null,0,0,0]
["0101060102","5695EZ90009","복도등","HAL-00B","SET",2,{"$nulls":8},"",null,null,0,0,0]
["0101060102","5695EZ90050","세대분전반","MAIN:2P 50AF,분기:2P 30AFx4","면",1,{"$nulls":8},"",null,null,0,0,0]
{"$rows_empty":14}
[null,null,"[ 합           계 ]"]
[null,null,"01010602  전력간선공사"]
["01010602","5695EA01141","PVC PIPE 배관","HI 16MM","M",12,{"$nulls":8},"",null,null,0,0,0]
["01010602","5695EA01142","PVC PIPE 배관","HI 22MM","M",11.8,{"$nulls":8},"",null,null,0,0,0]
["01010602","5695EA01143","PVC PIPE 배관","HI 28MM","M",7.6,{"$nulls":8},"",null,null,0,0,0]
["01010602","5695EA02163","강제전선관배관","아연도 36MM","M",10.8,{"$nulls":8},"",null,null,0,0,0]
["01010602","5695EA02164","강제전선관배관","아연도 42MM","M",54.2,{"$nulls":8},"",null,null,0,0,0]
["01010602","5695EA02165","강제전선관배관","아연도 54MM","M",50,{"$nulls":8},"",null,null,0,0,0]
["01010602","5695EA02166","강제전선관배관","아연도 70MM","M",1.8,{"$nulls":8},""]
["01010602","5695EA04160","합성수지가요전선관","CD 16MM","M",499.8,{"$nulls":8},"",null,null,0,0,0]
["01010602","59759017063","강재전선관용 부품","노말밴드, 아연도 42 mm","개",4,{"$nulls":8},"",null,null,0,0,0]
["01010602","59759017064","강재전선관용 부품","노말밴드, 아연도 54 mm","개",4,{"$nulls":8},"",null,null,0,0,0]
["01010602","59759017065","강재전선관용 부품","노말밴드, 아연도 70 mm","개",1,{"$nulls":8},""]
["01010602","CSES0020004","경질비닐전선관용 부품","노말밴드,HI 28C","EA",4,{"$nulls":8},"",null,null,0,0,0]
["01010602","59759017054","강재전선관용 부품","파이프크램프, 36 C","개",8,{"$nulls":8},"",null,null,0,0,0]
["01010602","59759017055","강재전선관용 부품","파이프크램프, 42 C","개",40,{"$nulls":8},"",null,null,0,0,0]
["01010602","59759017056","강재전선관용 부품","파이프크램프, 54 C","개",36,{"$nulls":8},"",null,null,0,0,0]
["01010602","59759017057","강재전선관용 부품","파이프크램프, 70 C","개",2,{"$nulls":8},""]
["01010602","5695EH01704","PULL BOX","200x200x100","개",1,{"$nulls":8},"",null,null,0,0,0]
["01010602","5695EH01705","PULL BOX","200x200x150","개",1,{"$nulls":8},"",null,null,0,0,0]
["01010602","5695EH01721","PULL BOX","400x400x200","개",1,{"$nulls":8},"",null,null,0,0,0]
["01010602","5695EB02014","관내배선","HIV 5.5㎟","M",1142.8,{"$nulls":8},"",null,null,0,0,0]
["01010602","5695EB02016","관내배선","HIV 14㎟","M",46.4,{"$nulls":8},"",null,null,0,0,0]
["01010602","5695EB02028","관내배선","HIV 30㎟","M",301.8,{"$nulls":8},"",null,null,0,0,0]
["01010602","5695EB03071","관내배선","GV 2.0mm","M",543.8,{"$nulls":8},"",null,null,0,0,0]
["01010602","5695EB03080","관내배선","GV 5.5㎟","M",25.4,{"$nulls":8},"",null,null,0,0,0]
["01010602","5695EB03081","관내배선","GV 8㎟","M",131.2,{"$nulls":8},"",null,null,0,0,0]
["01010602","5695EB03083","관내배선","GV 22㎟","M",19,{"$nulls":8},"",null,null,0,0,0]
["01010602","5695EC51408","내화전선","FR-8 22㎟ x4C","M",50.2,{"$nulls":8},"",null,null,0,0,0]
["01010602","5695EZ02012","접지","E3","개소",1,{"$nulls":8},"",null,null,0,0,0]
["01010602","59751777102","접지첨가제","접지저항저감제,아스판,10 Kg","개",1,{"$nulls":8},"",null,null,0,0,0]
["01010602","5695EQ31012","단말처리(압착터미날포함)","14MM2","조",16,{"$nulls":8},"",null,null,0,0,0]
["01010602","5695EQ31013","단말처리(압착터미날포함)","22MM2","조",8,{"$nulls":8},"",null,null,0,0,0]
["01010602","5695EQ31023","단말처리(압착터미날포함)","30MM2","조",108,{"$nulls":8},"",null,null,0,0,0]
["01010602","5695N050053","세대계량기반(2세대용)","450Wx500Hx160D(옥내)","면",1,{"$nulls":8},""]
["01010602","5695N050054","세대계량기반(3세대용)","650Wx500Hx180D(옥내)","면",14,{"$nulls":8},""]
["01010602","59754857285","보강철물","계량기함","개",15,{"$nulls":8},"",null,null,0,0,0]
["01010602","56950240050","관로구방수","D50","개소",1,{"$nulls":8},"",null,null,0,0,0]
["01010602","56950120054","파이프행가"," 54 C","개소",2,{"$nulls":8},"",null,null,0,0,0]
["01010602","56950140200","파이프지지대"," W200","개소",1,{"$nulls":8},""]
["01010602","5695CSE1098","파이프지지","W 50","개소",28,{"$nulls":8},"",null,null,0,0,0]
["01010602","5695CSE1100","파이프지지","W 150","개소",15,{"$nulls":8},"",null,null,0,0,0]
["01010602","5695CSE1101","파이프지지","W 200","개소",18,{"$nulls":8},"",null,null,0,0,0]
["01010602","5695CSE1103","파이프지지","W 400","개소",1,{"$nulls":8},""]
["01010602","5695N050015","LM/LEM-506","800Wx2000Hx250D(옥내)","면",1,{"$nulls":8},""]
["01010602","5695N050023","LP-1A(506)","700Wx700Hx200D(옥내)","면",1,{"$nulls":8},""]
["01010602","5695N050032","LP-2A(506)","500Wx600Hx200D(옥내)","면",1,{"$nulls":8},""]
["01010602","5695N050033","PS-3","500Wx500Hx200D(옥내)","면",1,{"$nulls":8},""]
[]
[]
[]
[]
[null,null,"[ 합           계 ]"]
[null,null,"01010603  공용부전등전열공사"]
["01010603","5695EA01141","PVC PIPE 배관","HI 16MM","M",121.3,{"$nulls":8},"",null,null,0,0,0]
["01010603","5695EA01142","PVC PIPE 배관","HI 22MM","M",4.4,{"$nulls":8},"",null,null,0,0,0]
["01010603","5695EA02162","강제전선관배관","아연도 28MM","M",5.2,{"$nulls":8},"",null,null,0,0,0]
["01010603","5695EA04160","합성수지가요전선관","CD 16MM","M",610.8,{"$nulls":8},"",null,null,0,0,0]
["01010603","5695EA04161","합성수지가요전선관","CD 22MM","M",39.2,{"$nulls":8},"",null,null,0,0,0]
["01010603","5695EA05169","후렉시블전선관","16MM(방수형)","M",1,{"$nulls":8},"",null,null,0,0,0]
["01010603","5695EA05170","후렉시블전선관","22MM(방수형)","M",1,{"$nulls":8},"",null,null,0,0,0]
["01010603","59753017063","1종가요관 부속품","박스커넥터-비닐, 16mm 방수","개",2,{"$nulls":8},"",null,null,0,0,0]
["01010603","59753017064","1종가요관 부속품","박스커넥터-비닐, 22mm 방수","개",2,{"$nulls":8},"",null,null,0,0,0]
["01010603","59759017061","강재전선관용 부품","노말밴드, 아연도 28 mm","개",3,{"$nulls":8},"",null,null,0,0,0]
["01010603","5695EA11010","PVC박스 신설","HI SW박스 1G","개",20,{"$nulls":8},"",null,null,0,0,0]
["01010603","5695EA11011","PVC박스 신설","HI SW박스 2G","개",4,{"$nulls":8},"",null,null,0,0,0]
["01010603","5695EA11012","PVC박스 신설","HI 콘크리트4각 75","개",4,{"$nulls":8},"",null,null,0,0,0]
["01010603","5695EA11013","PVC박스 신설","HI 콘크리트8각 75","개",123,{"$nulls":8},"",null,null,0,0,0]
["01010603","5695EH01700","PULL BOX","150x150x100","개",1,{"$nulls":8},"",null,null,0,0,0]
["01010603","5695EB02011","관내배선","HIV 1.6mm","M",2114.8,{"$nulls":8},"",null,null,0,0,0]
["01010603","5695EB02012","관내배선","HIV 2.0mm","M",259.4,{"$nulls":8},"",null,null,0,0,0]
["01010603","5695EB03071","관내배선","GV 2.0mm","M",126.1,{"$nulls":8},"",null,null,0,0,0]
["01010603","5695EC19020","제어용케이블신설","CVVS 1.25㎟ x2C","M",6.4,{"$nulls":8},"",null,null,0,0,0]
["01010603","59400247001","와이어콘넥터","3.5 ㎟ x 2가닥","개",381,{"$nulls":8},"",null,null,0,0,0]
["01010603","5695ED09010","와이드스위치신설(90MM)","매입대각형 1P","개",3,{"$nulls":8},"",null,null,0,0,0]
["01010603","5695ED09011","와이드스위치신설(90MM)","매입대각형 2연용 1P","개",1,{"$nulls":8},"",null,null,0,0,0]
["01010603","5695ED09018","와이드스위치신설(90MM)","매입대각형 3로 1P","개",10,{"$nulls":8},"",null,null,0,0,0]
["01010603","5695ED01110","콘센트신설","매입접지극부 1구 15A250V","개",5,{"$nulls":8},""]
["01010603","5695ED01111","콘센트신설","매입접지극부 2구 15A250V","개",5,{"$nulls":8},"",null,null,0,0,0]
["01010603","5695ED01116","콘센트신설","노출접지극부 2구 15A250V","개",6,{"$nulls":8},"",null,null,0,0,0]
["01010603","56950120028","파이프행가"," 28 C","개소",2,{"$nulls":8},"",null,null,0,0,0]
["01010603","56950180001","동력배관지지가대","모타배관지지","개소",1,{"$nulls":8},"",null,null,0,0,0]
["01010603","5695EZ90022","센서등(E)","IL 60W","SET",102,{"$nulls":8},""]
["01010603","5695EZ90024","직부등(G)","IL 60W","SET",16,{"$nulls":8},""]
["01010603","5695EZ90028","갓등 P.P(J)","FL 32W x2","SET",3,{"$nulls":8},""]
["01010603","5695EZ90031","직부등(L)","EL 20W","SET",6,{"$nulls":8},""]
{"$rows_empty":18}
[null,null,"[ 합           계 ]"]
[null,null,"01010604  피뢰침설치공사"]
["01010604","5695EA01142","PVC PIPE 배관","HI 22MM","M",166.8,{"$nulls":8},"",null,null,0,0,0]
["01010604","5695EA22301","워더캡 설치","철제 22","개",2,{"$nulls":8},"",null,null,0,0,0]
["01010604","5695EB03087","관내배선","GV 60㎟","M",190.8,{"$nulls":8},"",null,null,0,0,0]
["01010604","5695EI25010","접지단자함","1극용(250X420X150)","개",2,{"$nulls":8},"",null,null,0,0,0]
["01010604","5695EZ02010","접지","E1","개소",2,{"$nulls":8},"",null,null,0,0,0]
["01010604","59751777102","접지첨가제","접지저항저감제,아스판,10 Kg","개",2,{"$nulls":8},"",null,null,0,0,0]
["01010604","56950240050","관로구방수","D50","개소",2,{"$nulls":8},"",null,null,0,0,0]
["01010604","5695N050160","이온방사형 광혁피뢰침","PRFVECTRON S3.4","식",1,{"$nulls":8},""]
{"$rows_empty":16}
[null,null,"[ 합           계 ]"]
[null,null,"01020101  전력간선공사"]
["01020101","5695EA01141","PVC PIPE 배관","HI 16MM","M",72.4,{"$nulls":8},"",null,null,0,0,0]
["01020101","5695EA01142","PVC PIPE 배관","HI 22MM","M",108.9,{"$nulls":8},""]
["01020101","5695EA02161","강제전선관배관","아연도 22MM","M",25.7,{"$nulls":8},""]
["01020101","5695EA02163","강제전선관배관","아연도 36MM","M",58.9,{"$nulls":8},""]
["01020101","5695EA02164","강제전선관배관","아연도 42MM","M",26.8,{"$nulls":8},""]
["01020101","5695EA02165","강제전선관배관","아연도 54MM","M",62.4,{"$nulls":8},""]
["01020101","59759017062","강재전선관용 부품","노말밴드, 아연도 36 mm","개",5,{"$nulls":8},""]
["01020101","59759017063","강재전선관용 부품","노말밴드, 아연도 42 mm","개",2,{"$nulls":8},""]
["01020101","59759017064","강재전선관용 부품","노말밴드, 아연도 54 mm","개",2,{"$nulls":8},""]
["01020101","59759017054","강재전선관용 부품","파이프크램프, 36 C","개",16,{"$nulls":8},""]
["01020101","59759017055","강재전선관용 부품","파이프크램프, 42 C","개",2,{"$nulls":8},""]
["01020101","59759017056","강재전선관용 부품","파이프크램프, 54 C","개",26,{"$nulls":8},""]
["01020101","5695EH01700","PULL BOX","150x150x100","개",2,{"$nulls":8},""]
["01020101","5695EH01714","PULL BOX","300x300x200","개",4,{"$nulls":8},""]
["01020101","5695EB02014","관내배선","HIV 5.5㎟","M",425.4,{"$nulls":8},""]
["01020101","5695EB02015","관내배선","HIV 8㎟","M",250,{"$nulls":8},""]
["01020101","5695EB03071","관내배선","GV 2.0mm","M",44.5,{"$nulls":8},"",null,null,0,0,0]
["01020101","5695EB03080","관내배선","GV 5.5㎟","M",146.6,{"$nulls":8},""]
["01020101","5695EB03081","관내배선","GV 8㎟","M",52,{"$nulls":8},"",null,null,0,0,0]
["01020101","5695EB03082","관내배선","GV 14㎟","M",38.9,{"$nulls":8},""]
["01020101","5695EC51407","내화전선","FR-8 14㎟ x4C","M",53.9,{"$nulls":8},""]
["01020101","5695EC51408","내화전선","FR-8 22㎟ x4C","M",78.9,{"$nulls":8},""]
["01020101","5695EZ02012","접지","E3","개소",1,{"$nulls":8},"",null,null,0,0,0]
["01020101","59751777102","접지첨가제","접지저항저감제,아스판,10 Kg","개",1,{"$nulls":8},"",null,null,0,0,0]
["01020101","5695EQ31012","단말처리(압착터미날포함)","14MM2","조",8,{"$nulls":8},""]
["01020101","5695EQ31013","단말처리(압착터미날포함)","22MM2","조",8,{"$nulls":8},""]
["01020101","56950240050","관로구방수","D50","개소",1,{"$nulls":8},"",null,null,0,0,0]
["01020101","56950120022","파이프행가"," 22 C","개소",10,{"$nulls":8},""]
["01020101","56950120036","파이프행가"," 36 C","개소",7,{"$nulls":8},""]
["01020101","56950120042","파이프행가"," 42 C","개소",10,{"$nulls":8},""]
["01020101","56950140300","파이프지지대"," W300","개소",10,{"$nulls":8},"",null,null,0,0,0]
["01020101","56950140400","파이프지지대"," W400","개소",2,{"$nulls":8},""]
["01020101","5695N050034","L-S","500Wx600Hx150D(옥내)","면",1,{"$nulls":8},""]
["01020101","5695N050042","PK-1A","750Wx1200Hx200D(옥내)","면",1,{"$nulls":8},""]
["01020101","5695N050043","PK-1B","700Wx1100Hx200D(옥내)","면",1,{"$nulls":8},""]
["01020101","5695N050048","PA1-A","600Wx700Hx200D(옥내)","면",1,{"$nulls":8},""]
["01020101","5695N050049","PA1-B","500Wx500Hx200D(옥내)","면",1,{"$nulls":8},""]
["01020101","5695N050050","PA1-C","600Wx600Hx200D(옥내)","면",1,{"$nulls":8},""]
["01020101","5695N050041","PS-1,2(주민복지관,관리사무소)","600Wx700Hx180D(옥내)","면",4,{"$nulls":8},""]
{"$rows_empty":11}
[null,null,"[ 합           계 ]"]
[null,null,"01020102  동력설비공사"]
["01020102","5695EA01141","PVC PIPE 배관","HI 16MM","M",236.2,{"$nulls":8},"",null,null,0,0,0]
["01020102","5695EA01143","PVC PIPE 배관","HI 28MM","M",15.6,{"$nulls":8},""]
["01020102","5695EA05169","후렉시블전선관","16MM(방수형)","M",12,{"$nulls":8},"",null,null,0,0,0]
["01020102","5695EA05170","후렉시블전선관","22MM(방수형)","M",24,{"$nulls":8},""]
["01020102","59753017063","1종가요관 부속품","박스커넥터-비닐, 16mm 방수","개",8,{"$nulls":8},"",null,null,0,0,0]
["01020102","59753017064","1종가요관 부속품","박스커넥터-비닐, 22mm 방수","개",16,{"$nulls":8},""]
["01020102","CSES0020004","경질비닐전선관용 부품","노말밴드,HI 28C","EA",16,{"$nulls":8},""]
["01020102","5695EH01092","조인트박스설치","100x100x100","개",20,{"$nulls":8},"",null,null,0,0,0]
["01020102","5695EH01700","PULL BOX","150x150x100","개",4,{"$nulls":8},""]
["01020102","5695EB02011","관내배선","HIV 1.6mm","M",94.8,{"$nulls":8},"",null,null,0,0,0]
["01020102","5695EB02012","관내배선","HIV 2.0mm","M",692,{"$nulls":8},""]
["01020102","5695EB03071","관내배선","GV 2.0mm","M",285.8,{"$nulls":8},"",null,null,0,0,0]
{"$rows_empty":12}
[null,null,"[ 합           계 ]"]
[null,null,"01020103  전등설비공사"]
["01020103","5695EA01141","PVC PIPE 배관","HI 16MM","M",27.7,{"$nulls":8},"",null,null,0,0,0]
["01020103","5695EA01143","PVC PIPE 배관","HI 28MM","M",12.8,{"$nulls":8},""]
["01020103","5695EA04160","합성수지가요전선관","CD 16MM","M",593.4,{"$nulls":8},"",null,null,0,0,0]
["01020103","5695EA04161","합성수지가요전선관","CD 22MM","M",61.2,{"$nulls":8},"",null,null,0,0,0]
["01020103","5695EA05160","후렉시블전선관","16MM","M",13,{"$nulls":8},"",null,null,0,0,0]
["01020103","5695EA05161","후렉시블전선관","22MM","M",2,{"$nulls":8},""]
["01020103","5695EA05162","후렉시블전선관","28MM","M",1,{"$nulls":8},""]
["01020103","59753017043","1종가요관 부속품","박스커넥터, 16 mm 비방수","개",24,{"$nulls":8},"",null,null,0,0,0]
["01020103","59753017044","1종가요관 부속품","박스커넥터, 22 mm 비방수","개",4,{"$nulls":8},""]
["01020103","59753017045","1종가요관 부속품","박스커넥터, 28 mm 비방수","개",4,{"$nulls":8},""]
["01020103","CSES0020004","경질비닐전선관용 부품","노말밴드,HI 28C","EA",2,{"$nulls":8},""]
["01020103","5695EA11010","PVC박스 신설","HI SW박스 1G","개",17,{"$nulls":8},"",null,null,0,0,0]
["01020103","5695EA11012","PVC박스 신설","HI 콘크리트4각 75","개",48,{"$nulls":8},"",null,null,0,0,0]
["01020103","5695EA11013","PVC박스 신설","HI 콘크리트8각 75","개",33,{"$nulls":8},"",null,null,0,0,0]
["01020103","5695EH01090","조인트박스설치","100x100x50","개",16,{"$nulls":8},"",null,null,0,0,0]
["01020103","5695EB02012","관내배선","HIV 2.0mm","M",5736.3,{"$nulls":8},"",null,null,0,0,0]
["01020103","59400247001","와이어콘넥터","3.5 ㎟ x 2가닥","개",243,{"$nulls":8},"",null,null,0,0,0]
["01020103","5695ED09010","와이드스위치신설(90MM)","매입대각형 1P","개",6,{"$nulls":8},"",null,null,0,0,0]
["01020103","5695ED09011","와이드스위치신설(90MM)","매입대각형 2연용 1P","개",2,{"$nulls":8},""]
["01020103","5695ED09012","와이드스위치신설(90MM)","매입대각형 3연용 1P","개",2,{"$nulls":8},""]
["01020103","5695ED09018","와이드스위치신설(90MM)","매입대각형 3로 1P","개",6,{"$nulls":8},"",null,null,0,0,0]
["01020103","5695ED01115","콘센트신설","매입접지극무 2구 15A250V","개",1,{"$nulls":8},""]
["01020103","5695EJ70020","RACE WAY(COVER 포함)","70X40","M",795.7,{"$nulls":8},"",null,null,0,0,0]
["01020103","59750897071","레이스웨이부속품","JOINER, 70 x 40","개",266,{"$nulls":8},"",null,null,0,0,0]
["01020103","59750897101","레이스웨이부속품","END CAP, 70 x 40","개",2,{"$nulls":8},"",null,null,0,0,0]
["01020103","59750897151","레이스웨이부속품","기구용금구, 70 x 40","개",382,{"$nulls":8},"",null,null,0,0,0]
["01020103","5695EJ70025","레이스웨이부속품","JOINT BOX, 70X40","M",13,{"$nulls":8},"",null,null,0,0,0]
["01020103","5695EJ70026","레이스웨이부속품","JOINT BOX -2방, 70X40","M",29,{"$nulls":8},"",null,null,0,0,0]
["01020103","5695EJ70027","레이스웨이부속품","JOINT BOX -3방, 70X40","M",14,{"$nulls":8},"",null,null,0,0,0]
["01020103","5695CSE1112","RACE WAY 지지","70 x 40","개소",530,{"$nulls":8},"",null,null,0,0,0]
["01020103","5695EZ90024","직부등(G)","IL 60W","SET",8,{"$nulls":8},""]
["01020103","5695EZ90028","갓등 P.P(J)","FL 32W x2","SET",15,{"$nulls":8},""]
["01020103","5695EZ90030","RACE WAY(K)","FL 32W x2","SET",191,{"$nulls":8},""]
["01020103","5695EZ90031","직부등(L)","EL 20W","SET",2,{"$nulls":8},""]
["01020103","5695EZ90033","벽부등(N)","EL 20W","SET",13,{"$nulls":8},""]
["01020103","5695EZ90036","주차장등(Q)","NA 100W","SET",33,{"$nulls":8},""]
["01020103","5695EZ90037","아크릴직부(R)","FL 32W x2","SET",18,{"$nulls":8},""]
{"$rows_empty":13}
[null,null,"[ 합           계 ]"]
[null,null,"01020104  전열설비공사"]
["01020104","5695EA01141","PVC PIPE 배관","HI 16MM","M",523,{"$nulls":8},"",null,null,0,0,0]
["01020104","5695EA01143","PVC PIPE 배관","HI 28MM","M",8.3,{"$nulls":8},""]
["01020104","CSES0020004","경질비닐전선관용 부품","노말밴드,HI 28C","EA",1,{"$nulls":8},""]
["01020104","5695EA11010","PVC박스 신설","HI SW박스 1G","개",8,{"$nulls":8},"",null,null,0,0,0]
["01020104","5695EA11011","PVC박스 신설","HI SW박스 2G","개",18,{"$nulls":8},"",null,null,0,0,0]
["01020104","5695EH01090","조인트박스설치","100x100x50","개",1,{"$nulls":8},""]
["01020104","5695EH01092","조인트박스설치","100x100x100","개",1,{"$nulls":8},""]
["01020104","5695EB02012","관내배선","HIV 2.0mm","M",1075.2,{"$nulls":8},"",null,null,0,0,0]
["01020104","5695EB03071","관내배선","GV 2.0mm","M",547.1,{"$nulls":8},"",null,null,0,0,0]
["01020104","5695EB11043","전력케이블신설(구내)","CV 5.5㎟*4C","M",9.5,{"$nulls":8},""]
["01020104","5695ED01111","콘센트신설","매입접지극부 2구 15A250V","개",26,{"$nulls":8},"",null,null,0,0,0]
{"$rows_empty":13}
[null,null,"[ 합           계 ]"]
[null,null,"01020201  전력간선공사"]
["01020201","5695EA01141","PVC PIPE 배관","HI 16MM","M",20.4,{"$nulls":8},"",null,null,0,0,0]
["01020201","5695EA01142","PVC PIPE 배관","HI 22MM","M",121.7,{"$nulls":8},"",null,null,0,0,0]
["01020201","5695EA02161","강제전선관배관","아연도 22MM","M",11.3,{"$nulls":8},""]
["01020201","5695EA02164","강제전선관배관","아연도 42MM","M",15.4,{"$nulls":8},"",null,null,0,0,0]
["01020201","59759017063","강재전선관용 부품","노말밴드, 아연도 42 mm","개",1,{"$nulls":8},"",null,null,0,0,0]
["01020201","5695EB02014","관내배선","HIV 5.5㎟","M",440.4,{"$nulls":8},"",null,null,0,0,0]
["01020201","5695EB02015","관내배선","HIV 8㎟","M",145.2,{"$nulls":8},"",null,null,0,0,0]
["01020201","5695EB03071","관내배선","GV 2.0mm","M",6.8,{"$nulls":8},"",null,null,0,0,0]
["01020201","5695EB03080","관내배선","GV 5.5㎟","M",143,{"$nulls":8},"",null,null,0,0,0]
["01020201","5695EB03081","관내배선","GV 8㎟","M",22.6,{"$nulls":8},"",null,null,0,0,0]
["01020201","5695EZ02012","접지","E3","개소",1,{"$nulls":8},"",null,null,0,0,0]
["01020201","59751777102","접지첨가제","접지저항저감제,아스판,10 Kg","개",1,{"$nulls":8},"",null,null,0,0,0]
["01020201","56950240050","관로구방수","D50","개소",1,{"$nulls":8},"",null,null,0,0,0]
["01020201","56950120022","파이프행가"," 22 C","개소",5,{"$nulls":8},""]
["01020201","56950120042","파이프행가"," 42 C","개소",9,{"$nulls":8},"",null,null,0,0,0]
["01020201","5695N050045","PA2-A","500Wx500Hx200D(옥내)","면",1,{"$nulls":8},""]
["01020201","5695N050046","PA2-B","600Wx600Hx200D(옥내)","면",1,{"$nulls":8},""]
["01020201","5695N050044","PK-2","750Wx1200Hx200D(옥내)","면",1,{"$nulls":8},""]
["01020201","5695N050047","PS-1(지하주차장-1,2)","600Wx700Hx200D(옥내)","면",2,{"$nulls":8},""]
[]
[]
[]
[]
[]
[null,null,"[ 합           계 ]"]
[null,null,"01020202  동력설비공사"]
["01020202","5695EA01141","PVC PIPE 배관","HI 16MM","M",81.6,{"$nulls":8},"",null,null,0,0,0]
["01020202","5695EA01143","PVC PIPE 배관","HI 28MM","M",7.8,{"$nulls":8},"",null,null,0,0,0]
["01020202","5695EA05169","후렉시블전선관","16MM(방수형)","M",6,{"$nulls":8},"",null,null,0,0,0]
["01020202","5695EA05170","후렉시블전선관","22MM(방수형)","M",12,{"$nulls":8},"",null,null,0,0,0]
["01020202","59753017063","1종가요관 부속품","박스커넥터-비닐, 16mm 방수","개",4,{"$nulls":8},"",null,null,0,0,0]
["01020202","59753017064","1종가요관 부속품","박스커넥터-비닐, 22mm 방수","개",8,{"$nulls":8},"",null,null,0,0,0]
["01020202","CSES0020004","경질비닐전선관용 부품","노말밴드,HI 28C","EA",8,{"$nulls":8},"",null,null,0,0,0]
["01020202","5695EH01092","조인트박스설치","100x100x100","개",7,{"$nulls":8},"",null,null,0,0,0]
["01020202","5695EH01700","PULL BOX","150x150x100","개",2,{"$nulls":8},"",null,null,0,0,0]
["01020202","5695EB02011","관내배선","HIV 1.6mm","M",47.4,{"$nulls":8},"",null,null,0,0,0]
["01020202","5695EB02012","관내배선","HIV 2.0mm","M",346.2,{"$nulls":8},"",null,null,0,0,0]
["01020202","5695EB03071","관내배선","GV 2.0mm","M",137.7,{"$nulls":8},"",null,null,0,0,0]
{"$rows_empty":12}
[null,null,"[ 합           계 ]"]
[null,null,"01020203  전등설비공사"]
["01020203","5695EA01141","PVC PIPE 배관","HI 16MM","M",3.7,{"$nulls":8},"",null,null,0,0,0]
["01020203","5695EA01143","PVC PIPE 배관","HI 28MM","M",6.2,{"$nulls":8},"",null,null,0,0,0]
["01020203","5695EA04160","합성수지가요전선관","CD 16MM","M",221.7,{"$nulls":8},"",null,null,0,0,0]
["01020203","5695EA04161","합성수지가요전선관","CD 22MM","M",22.2,{"$nulls":8},"",null,null,0,0,0]
["01020203","5695EA05160","후렉시블전선관","16MM","M",1,{"$nulls":8},"",null,null,0,0,0]
["01020203","5695EA05161","후렉시블전선관","22MM","M",1,{"$nulls":8},"",null,null,0,0,0]
["01020203","5695EA05162","후렉시블전선관","28MM","M",1,{"$nulls":8},"",null,null,0,0,0]
["01020203","59753017043","1종가요관 부속품","박스커넥터, 16 mm 비방수","개",2,{"$nulls":8},"",null,null,0,0,0]
["01020203","59753017044","1종가요관 부속품","박스커넥터, 22 mm 비방수","개",2,{"$nulls":8},"",null,null,0,0,0]
["01020203","59753017045","1종가요관 부속품","박스커넥터, 28 mm 비방수","개",2,{"$nulls":8},"",null,null,0,0,0]
["01020203","CSES0020004","경질비닐전선관용 부품","노말밴드,HI 28C","EA",1,{"$nulls":8},"",null,null,0,0,0]
["01020203","5695EA11010","PVC박스 신설","HI SW박스 1G","개",4,{"$nulls":8},"",null,null,0,0,0]
["01020203","5695EA11012","PVC박스 신설","HI 콘크리트4각 75","개",1,{"$nulls":8},"",null,null,0,0,0]
["01020203","5695EA11013","PVC박스 신설","HI 콘크리트8각 75","개",35,{"$nulls":8},"",null,null,0,0,0]
["01020203","5695EH01090","조인트박스설치","100x100x50","개",3,{"$nulls":8},"",null,null,0,0,0]
["01020203","5695EB02012","관내배선","HIV 2.0mm","M",1997.6,{"$nulls":8},"",null,null,0,0,0]
["01020203","59400247001","와이어콘넥터","3.5 ㎟ x 2가닥","개",108,{"$nulls":8},"",null,null,0,0,0]
["01020203","5695ED09010","와이드스위치신설(90MM)","매입대각형 1P","개",1,{"$nulls":8},"",null,null,0,0,0]
["01020203","5695ED09011","와이드스위치신설(90MM)","매입대각형 2연용 1P","개",1,{"$nulls":8},"",null,null,0,0,0]
["01020203","5695ED09018","와이드스위치신설(90MM)","매입대각형 3로 1P","개",2,{"$nulls":8},"",null,null,0,0,0]
["01020203","5695EJ70020","RACE WAY(COVER 포함)","70X40","M",250,{"$nulls":8},"",null,null,0,0,0]
["01020203","59750897071","레이스웨이부속품","JOINER, 70 x 40","개",83,{"$nulls":8},"",null,null,0,0,0]
["01020203","59750897151","레이스웨이부속품","기구용금구, 70 x 40","개",116,{"$nulls":8},"",null,null,0,0,0]
["01020203","5695EJ70025","레이스웨이부속품","JOINT BOX, 70X40","M",3,{"$nulls":8},"",null,null,0,0,0]
["01020203","5695EJ70026","레이스웨이부속품","JOINT BOX -2방, 70X40","M",9,{"$nulls":8},"",null,null,0,0,0]
["01020203","5695EJ70027","레이스웨이부속품","JOINT BOX -3방, 70X40","M",4,{"$nulls":8},"",null,null,0,0,0]
["01020203","5695CSE1112","RACE WAY 지지","70 x 40","개소",167,{"$nulls":8},"",null,null,0,0,0]
["01020203","5695EZ90028","갓등 P.P(J)","FL 32W x2","SET",14,{"$nulls":8},""]
["01020203","5695EZ90030","RACE WAY(K)","FL 32W x2","SET",58,{"$nulls":8},""]
["01020203","5695EZ90036","주차장등(Q)","NA 100W","SET",16,{"$nulls":8},""]
["01020203","5695EZ90037","아크릴직부(R)","FL 32W x2","SET",6,{"$nulls":8},""]
{"$rows_empty":19}
[null,null,"[ 합           계 ]"]
[null,null,"01020204  전열설비공사"]
["01020204","5695EA01141","PVC PIPE 배관","HI 16MM","M",138.2,{"$nulls":8},"",null,null,0,0,0]
["01020204","5695EA11010","PVC박스 신설","HI SW박스 1G","개",2,{"$nulls":8},"",null,null,0,0,0]
["01020204","5695EA11011","PVC박스 신설","HI SW박스 2G","개",4,{"$nulls":8},"",null,null,0,0,0]
["01020204","5695EB02012","관내배선","HIV 2.0mm","M",283.4,{"$nulls":8},"",null,null,0,0,0]
["01020204","5695EB03071","관내배선","GV 2.0mm","M",141.7,{"$nulls":8},"",null,null,0,0,0]
["01020204","5695ED01111","콘센트신설","매입접지극부 2구 15A250V","개",6,{"$nulls":8},"",null,null,0,0,0]
{"$rows_empty":18}
[null,null,"[ 합           계 ]"]
[null,null,"01020301  전력간선공사"]
["01020301","5695EA01141","PVC PIPE 배관","HI 16MM","M",29.7,{"$nulls":8},"",null,null,0,0,0]
["01020301","5695EA01142","PVC PIPE 배관","HI 22MM","M",24.8,{"$nulls":8},"",null,null,0,0,0]
["01020301","5695EA02163","강제전선관배관","아연도 36MM","M",7.5,{"$nulls":8},""]
["01020301","59759017062","강재전선관용 부품","노말밴드, 아연도 36 mm","개",2,{"$nulls":8},""]
["01020301","59759017054","강재전선관용 부품","파이프크램프, 36 C","개",4,{"$nulls":8},""]
["01020301","5695EB02014","관내배선","HIV 5.5㎟","M",139.6,{"$nulls":8},"",null,null,0,0,0]
["01020301","5695EB03071","관내배선","GV 2.0mm","M",41,{"$nulls":8},"",null,null,0,0,0]
["01020301","5695EB03081","관내배선","GV 8㎟","M",28.5,{"$nulls":8},"",null,null,0,0,0]
["01020301","5695EZ02012","접지","E3","개소",1,{"$nulls":8},"",null,null,0,0,0]
["01020301","59751777102","접지첨가제","접지저항저감제,아스판,10 Kg","개",1,{"$nulls":8},"",null,null,0,0,0]
["01020301","56950240050","관로구방수","D50","개소",1,{"$nulls":8},"",null,null,0,0,0]
["01020301","56950140100","파이프지지대"," W100","개소",4,{"$nulls":8},""]
["01020301","5695N050035","L-B","700Wx1200Hx180D(옥내)","면",1,{"$nulls":8},""]
["01020301","5695N050039","L-B-1A","500Wx600Hx150D(옥내)","면",1,{"$nulls":8},""]
["01020301","5695N050040","L-B-1B","500Wx600Hx150D(옥내)","면",1,{"$nulls":8},""]
["01020301","5695N050041","PS-1,2(주민복지관,관리사무소)","600Wx700Hx180D(옥내)","면",2,{"$nulls":8},""]
{"$rows_empty":8}
[null,null,"[ 합           계 ]"]
[null,null,"01020302  전등설비공사"]
["01020302","5695EA01141","PVC PIPE 배관","HI 16MM","M",32,{"$nulls":8},"",null,null,0,0,0]
["01020302","5695EA04160","합성수지가요전선관","CD 16MM","M",182.1,{"$nulls":8},"",null,null,0,0,0]
["01020302","5695EA04161","합성수지가요전선관","CD 22MM","M",36.3,{"$nulls":8},"",null,null,0,0,0]
["01020302","5695EA05160","후렉시블전선관","16MM","M",50,{"$nulls":8},"",null,null,0,0,0]
["01020302","59753017043","1종가요관 부속품","박스커넥터, 16 mm 비방수","개",100,{"$nulls":8},"",null,null,0,0,0]
["01020302","5695EA11010","PVC박스 신설","HI SW박스 1G","개",29,{"$nulls":8},"",null,null,0,0,0]
["01020302","5695EA11012","PVC박스 신설","HI 콘크리트4각 75","개",13,{"$nulls":8},"",null,null,0,0,0]
["01020302","5695EA11013","PVC박스 신설","HI 콘크리트8각 75","개",55,{"$nulls":8},"",null,null,0,0,0]
["01020302","5695EB02012","관내배선","HIV 2.0mm","M",815.9,{"$nulls":8},"",null,null,0,0,0]
["01020302","59400247001","와이어콘넥터","3.5 ㎟ x 2가닥","개",204,{"$nulls":8},"",null,null,0,0,0]
["01020302","5695ED09010","와이드스위치신설(90MM)","매입대각형 1P","개",10,{"$nulls":8},"",null,null,0,0,0]
["01020302","5695ED09011","와이드스위치신설(90MM)","매입대각형 2연용 1P","개",9,{"$nulls":8},"",null,null,0,0,0]
["01020302","5695ED09012","와이드스위치신설(90MM)","매입대각형 3연용 1P","개",1,{"$nulls":8},"",null,null,0,0,0]
["01020302","5695ED09018","와이드스위치신설(90MM)","매입대각형 3로 1P","개",2,{"$nulls":8},"",null,null,0,0,0]
["01020302","5695ED01111","콘센트신설","매입접지극부 2구 15A250V","개",7,{"$nulls":8},""]
["01020302","56950280010","등기구보강","M바 표준형","SET",49,{"$nulls":8},"",null,null,0,0,0]
["01020302","5695EZ90022","센서등(E)","IL 60W","SET",6,{"$nulls":8},""]
["01020302","5695EZ90023","발코니등(F)","EL 20W","SET",1,{"$nulls":8},""]
["01020302","5695EZ90024","직부등(G)","IL 60W","SET",5,{"$nulls":8},""]
["01020302","5695EZ90026","매입개방(I)","FL 32W x2","SET",49,{"$nulls":8},""]
["01020302","5695EZ90031","직부등(L)","EL 20W","SET",7,{"$nulls":8},""]
[]
[]
[]
[null,null,"[ 합           계 ]"]
[null,null,"01020303  전열설비공사"]
["01020303","5695EA01141","PVC PIPE 배관","HI 16MM","M",209.5,{"$nulls":8},"",null,null,0,0,0]
["01020303","5695EA01143","PVC PIPE 배관","HI 28MM","M",4.7,{"$nulls":8},"",null,null,0,0,0]
["01020303","5695EA05170","후렉시블전선관","22MM(방수형)","M",6,{"$nulls":8},""]
["01020303","59753017064","1종가요관 부속품","박스커넥터-비닐, 22mm 방수","개",12,{"$nulls":8},""]
["01020303","CSES0020004","경질비닐전선관용 부품","노말밴드,HI 28C","EA",2,{"$nulls":8},"",null,null,0,0,0]
["01020303","5695EA11010","PVC박스 신설","HI SW박스 1G","개",15,{"$nulls":8},"",null,null,0,0,0]
["01020303","5695EA11011","PVC박스 신설","HI SW박스 2G","개",19,{"$nulls":8},"",null,null,0,0,0]
["01020303","5695EH01700","PULL BOX","150x150x100","개",2,{"$nulls":8},"",null,null,0,0,0]
["01020303","5695EB02011","관내배선","HIV 1.6mm","M",26.1,{"$nulls":8},"",null,null,0,0,0]
["01020303","5695EB02012","관내배선","HIV 2.0mm","M",513.7,{"$nulls":8},"",null,null,0,0,0]
["01020303","5695EB03071","관내배선","GV 2.0mm","M",241.5,{"$nulls":8},"",null,null,0,0,0]
["01020303","5695ED01111","콘센트신설","매입접지극부 2구 15A250V","개",34,{"$nulls":8},"",null,null,0,0,0]
{"$rows_empty":12}
[null,null,"[ 합           계 ]"]
[null,null,"01020401  전력간선공사"]
["01020401","5695EA01141","PVC PIPE 배관","HI 16MM","M",33.3,{"$nulls":8},"",null,null,0,0,0]
["01020401","5695EA01142","PVC PIPE 배관","HI 22MM","M",31.9,{"$nulls":8},"",null,null,0,0,0]
["01020401","5695EA02165","강제전선관배관","아연도 54MM","M",2.4,{"$nulls":8},""]
["01020401","59759017064","강재전선관용 부품","노말밴드, 아연도 54 mm","개",1,{"$nulls":8},""]
["01020401","5695EB02014","관내배선","HIV 5.5㎟","M",148.2,{"$nulls":8},"",null,null,0,0,0]
["01020401","5695EB02015","관내배선","HIV 8㎟","M",16,{"$nulls":8},""]
["01020401","5695EB03071","관내배선","GV 2.0mm","M",44.2,{"$nulls":8},"",null,null,0,0,0]
["01020401","5695EB03080","관내배선","GV 5.5㎟","M",8,{"$nulls":8},""]
["01020401","5695EB03081","관내배선","GV 8㎟","M",28,{"$nulls":8},"",null,null,0,0,0]
["01020401","5695EZ02012","접지","E3","개소",1,{"$nulls":8},"",null,null,0,0,0]
["01020401","59751777102","접지첨가제","접지저항저감제,아스판,10 Kg","개",1,{"$nulls":8},"",null,null,0,0,0]
["01020401","56950240050","관로구방수","D50","개소",1,{"$nulls":8},"",null,null,0,0,0]
["01020401","56950120054","파이프행가"," 54 C","개소",1,{"$nulls":8},""]
["01020401","5695N050036","L-M","700Wx1250Hx180D(옥내)","면",1,{"$nulls":8},""]
["01020401","5695N050037","L-0","500Wx600Hx150D(옥내)","면",1,{"$nulls":8},""]
["01020401","5695N050038","L-MDF","700Wx900Hx180D(옥내)","면",1,{"$nulls":8},""]
["01020401","5695N050041","PS-1,2(주민복지관,관리사무소)","600Wx700Hx180D(옥내)","면",2,{"$nulls":8},""]
{"$rows_empty":7}
[null,null,"[ 합           계 ]"]
[null,null,"01020402  전등설비공사"]
["01020402","5695EA01141","PVC PIPE 배관","HI 16MM","M",11.3,{"$nulls":8},"",null,null,0,0,0]
["01020402","5695EA04160","합성수지가요전선관","CD 16MM","M",159.1,{"$nulls":8},"",null,null,0,0,0]
["01020402","5695EA04161","합성수지가요전선관","CD 22MM","M",11.2,{"$nulls":8},"",null,null,0,0,0]
["01020402","5695EA05160","후렉시블전선관","16MM","M",42,{"$nulls":8},"",null,null,0,0,0]
["01020402","59753017043","1종가요관 부속품","박스커넥터, 16 mm 비방수","개",84,{"$nulls":8},"",null,null,0,0,0]
["01020402","5695EA11010","PVC박스 신설","HI SW박스 1G","개",15,{"$nulls":8},"",null,null,0,0,0]
["01020402","5695EA11012","PVC박스 신설","HI 콘크리트4각 75","개",10,{"$nulls":8},"",null,null,0,0,0]
["01020402","5695EA11013","PVC박스 신설","HI 콘크리트8각 75","개",40,{"$nulls":8},"",null,null,0,0,0]
["01020402","5695EB02012","관내배선","HIV 2.0mm","M",562.9,{"$nulls":8},"",null,null,0,0,0]
["01020402","59400247001","와이어콘넥터","3.5 ㎟ x 2가닥","개",150,{"$nulls":8},"",null,null,0,0,0]
["01020402","5695ED09010","와이드스위치신설(90MM)","매입대각형 1P","개",3,{"$nulls":8},"",null,null,0,0,0]
["01020402","5695ED09011","와이드스위치신설(90MM)","매입대각형 2연용 1P","개",7,{"$nulls":8},"",null,null,0,0,0]
["01020402","5695ED09012","와이드스위치신설(90MM)","매입대각형 3연용 1P","개",1,{"$nulls":8},"",null,null,0,0,0]
["01020402","5695ED01115","콘센트신설","매입접지극무 2구 15A250V","개",4,{"$nulls":8},"",null,null,0,0,0]
["01020402","56950280010","등기구보강","M바 표준형","SET",42,{"$nulls":8},"",null,null,0,0,0]
["01020402","5695EZ90022","센서등(E)","IL 60W","SET",3,{"$nulls":8},""]
["01020402","5695EZ90024","직부등(G)","IL 60W","SET",3,{"$nulls":8},""]
["01020402","5695EZ90026","매입개방(I)","FL 32W x2","SET",42,{"$nulls":8},""]
["01020402","5695EZ90031","직부등(L)","EL 20W","SET",2,{"$nulls":8},""]
[]
[]
[]
[]
[]
[null,null,"[ 합           계 ]"]
[null,null,"01020403  전열설비공사"]
["01020403","5695EA01141","PVC PIPE 배관","HI 16MM","M",120.7,{"$nulls":8},"",null,null,0,0,0]
["01020403","5695EA01142","PVC PIPE 배관","HI 22MM","M",9.8,{"$nulls":8},""]
["01020403","5695EA01143","PVC PIPE 배관","HI 28MM","M",4.7,{"$nulls":8},"",null,null,0,0,0]
["01020403","5695EA05170","후렉시블전선관","22MM(방수형)","M",6,{"$nulls":8},"",null,null,0,0,0]
["01020403","59753017064","1종가요관 부속품","박스커넥터-비닐, 22mm 방수","개",12,{"$nulls":8},"",null,null,0,0,0]
["01020403","CSES0020004","경질비닐전선관용 부품","노말밴드,HI 28C","EA",2,{"$nulls":8},"",null,null,0,0,0]
["01020403","5695EA11010","PVC박스 신설","HI SW박스 1G","개",10,{"$nulls":8},"",null,null,0,0,0]
["01020403","5695EA11011","PVC박스 신설","HI SW박스 2G","개",10,{"$nulls":8},"",null,null,0,0,0]
["01020403","5695EH01700","PULL BOX","150x150x100","개",2,{"$nulls":8},"",null,null,0,0,0]
["01020403","5695EB02011","관내배선","HIV 1.6mm","M",26.1,{"$nulls":8},"",null,null,0,0,0]
["01020403","5695EB02012","관내배선","HIV 2.0mm","M",320.9,{"$nulls":8},"",null,null,0,0,0]
["01020403","5695EB03071","관내배선","GV 2.0mm","M",145.1,{"$nulls":8},"",null,null,0,0,0]
["01020403","5695EB11035","전력케이블신설(구내)","CV 2.0㎟*3C","M",29,{"$nulls":8},""]
["01020403","5695ED01201","SYSTEM BOX","ACCESS FLOOR 용","개",8,{"$nulls":8},""]
["01020403","5695ED01111","콘센트신설","매입접지극부 2구 15A250V","개",20,{"$nulls":8},"",null,null,0,0,0]
{"$rows_empty":9}
[null,null,"[ 합           계 ]"]
[null,null,"01020501  변전실전기공사"]
["01020501","5695EA01141","PVC PIPE 배관","HI 16MM","M",153,{"$nulls":8},"",null,null,0,0,0]
["01020501","5695EA01143","PVC PIPE 배관","HI 28MM","M",225.4,{"$nulls":8},"",null,null,0,0,0]
["01020501","5695EA02162","강제전선관배관","아연도 28MM","M",23.1,{"$nulls":8},"",null,null,0,0,0]
["01020501","5695EA02168","강제전선관배관","아연도 104MM","M",50,{"$nulls":8},"",null,null,0,0,0]
["01020501","5695EA07310","합성수지파형전선관부설","150MM(지중매설)","M",100,{"$nulls":8},"",null,null,0,0,0]
["01020501","59759017061","강재전선관용 부품","노말밴드, 아연도 28 mm","개",2,{"$nulls":8},"",null,null,0,0,0]
["01020501","CSES0020004","경질비닐전선관용 부품","노말밴드,HI 28C","EA",32,{"$nulls":8},"",null,null,0,0,0]
["01020501","59759017053","강재전선관용 부품","파이프크램프, 28 C","개",10,{"$nulls":8},"",null,null,0,0,0]
["01020501","59759017059","강재전선관용 부품","파이프크램프,104 C","개",26,{"$nulls":8},"",null,null,0,0,0]
["01020501","5695EA22308","워더캡 설치","철제 104","개",2,{"$nulls":8},"",null,null,0,0,0]
["01020501","5695EH01738","PULL BOX","600x600x400","개",1,{"$nulls":8},"",null,null,0,0,0]
["01020501","5695EB03082","관내배선","GV 14㎟","M",153,{"$nulls":8},""]
["01020501","5695EB03086","관내배선","GV 50㎟","M",83.1,{"$nulls":8},""]
["01020501","5695EB03087","관내배선","GV 60㎟","M",200.3,{"$nulls":8},"",null,null,0,0,0]
["01020501","5695EB15504","전력케이블신설(옥내)","CNCV-W 22KV 60㎟","M",486,{"$nulls":8},"",null,null,0,0,0]
["01020501","5695EB21029","트레이용 난연 전력케이블(구내)","F-CV 5.5㎟*2C","M",89.2,{"$nulls":8},"",null,null,0,0,0]
["01020501","5695EB21030","트레이용 난연 전력케이블(구내)","F-CV 8㎟*2C","M",40.9,{"$nulls":8},""]
["01020501","5695EC51019","내화전선","FR-8 250㎟ x1C","M",386.4,{"$nulls":8},""]
["01020501","5695EZ10051","CABLE HEAD","23KV 60MM2","조",12,{"$nulls":8},"",null,null,0,0,0]
["01020501","5695EI25012","접지단자함","4극용(450X400X100)","개",2,{"$nulls":8},"",null,null,0,0,0]
["01020501","5695EZ02010","접지","E1","개소",3,{"$nulls":8},"",null,null,0,0,0]
["01020501","5695EZ02011","접지","E2","개소",2,{"$nulls":8},"",null,null,0,0,0]
["01020501","5695EZ02012","접지","E3","개소",1,{"$nulls":8},"",null,null,0,0,0]
["01020501","5695EZ02014","접지","시험용","개소",2,{"$nulls":8},"",null,null,0,0,0]
["01020501","59751777102","접지첨가제","접지저항저감제,아스판,10 Kg","개",8,{"$nulls":8},"",null,null,0,0,0]
["01020501","5695EQ31012","단말처리(압착터미날포함)","14MM2","조",2,{"$nulls":8},""]
["01020501","5695EQ31024","단말처리(압착터미날포함)","50MM2","조",8,{"$nulls":8},""]
["01020501","5695EQ31015","단말처리(압착터미날포함)","60MM2","조",20,{"$nulls":8},"",null,null,0,0,0]
["01020501","5695EZ03558","동관단자","250MM2","개",32,{"$nulls":8},""]
["01020501","5695EP03110","케이블표지시트","0.23x400","M",50,{"$nulls":8},"",null,null,0,0,0]
["01020501","56930220020","터파기(백호우90%,인력10%)","보통토사","M3",37.2,{"$nulls":8},""]
["01020501","56930240021","되메우기(백호우90%,인력10%)","보통토사","M3",37.2,{"$nulls":8},""]
["01020501","56950240050","관로구방수","D50","개소",8,{"$nulls":8},"",null,null,0,0,0]
["01020501","56950240150","관로구방수","D150","개소",10,{"$nulls":8},"",null,null,0,0,0]
["01020501","56950120028","파이프행가"," 28 C","개소",1,{"$nulls":8},"",null,null,0,0,0]
["01020501","56950140100","파이프지지대"," W100","개소",5,{"$nulls":8},"",null,null,0,0,0]
["01020501","56950140400","파이프지지대"," W400","개소",13,{"$nulls":8},"",null,null,0,0,0]
["01020501","56950202000","맨홀","2000x1500x1500","개소",2,{"$nulls":8},"",null,null,0,0,0]
["01020501","5695N050002","BUS DUCT","600V 3P4W 600A","식",1,{"$nulls":8},""]
["01020501","5695N050001","BUS DUCT","600V 3P4W 1200A","식",1,{"$nulls":8},""]
["01020501","ZE050000010","HV-1","1400Wx2550Hx2500D(옥내)","면",1,{"$nulls":8},"지급자재"]
["01020501","ZE050000011","HV-2","1600Wx2550Hx2500D(옥내)","면",1,{"$nulls":8},"지급자재"]
["01020501","ZE050000012","HV-3","1400Wx2550Hx2500D(옥내)","면",1,{"$nulls":8},"지급자재"]
["01020501","ZE050000013","TR-1","2200Wx2550Hx2500D(옥내)","면",1,{"$nulls":8},"지급자재"]
["01020501","ZE050000014","TR-2","2200Wx2550Hx2500D(옥내)","면",1,{"$nulls":8},"지급자재"]
["01020501","ZE050000017","LV-1","800Wx2350Hx1500D(옥내)","면",1,{"$nulls":8},"지급자재"]
["01020501","ZE050000018","LV-2","800Wx2350Hx1500D(옥내)","면",1,{"$nulls":8},"지급자재"]
["01020501","ZE050000019","LV-3","800Wx2350Hx1500D(옥내)","면",1,{"$nulls":8},"지급자재"]
["01020501","ZE050000020","LV-4","800Wx2350Hx1500D(옥내)","면",1,{"$nulls":8},"지급자재"]
["01020501","ZE050000021","LV-5","800Wx2350Hx1500D(옥내)","면",1,{"$nulls":8},"지급자재"]
["01020501","ZE050000022","LV-6","800Wx2350Hx1500D(옥내)","면",1,{"$nulls":8},"지급자재"]
["01020501","ZE050000023","LV-R","800Wx2350Hx1500D(옥내)","면",1,{"$nulls":8},"지급자재"]
["01020501","ZE050000024","LV-B","800Wx2350Hx1500D(옥내)","면",1,{"$nulls":8},"지급자재"]
["01020501","ZE050000077","발전기","360KW/450KVA","대",1,{"$nulls":8},"지급자재"]
{"$rows_empty":22}
[null,null,"[ 합           계 ]"]
[null,null,"01020502  전력제어설비공사"]
["01020502","5695EA02160","강제전선관배관","아연도 16MM","M",22,{"$nulls":8},""]
["01020502","5695EA02161","강제전선관배관","아연도 22MM","M",11,{"$nulls":8},""]
["01020502","5695EA02162","강제전선관배관","아연도 28MM","M",11,{"$nulls":8},""]
["01020502","59759017051","강재전선관용 부품","파이프크램프, 16 C","개",10,{"$nulls":8},""]
["01020502","59759017052","강재전선관용 부품","파이프크램프, 22 C","개",5,{"$nulls":8},""]
["01020502","59759017053","강재전선관용 부품","파이프크램프, 28 C","개",5,{"$nulls":8},""]
["01020502","5695EB02012","관내배선","HIV 2.0mm","M",5,{"$nulls":8},""]
["01020502","5695EB11027","전력케이블신설(구내)","CV 2.0㎟*2C","M",13,{"$nulls":8},""]
["01020502","5695EB11037","전력케이블신설(구내)","CV 5.5㎟*3C","M",11,{"$nulls":8},""]
["01020502","5695EC12034","제어용케이블신설","CVV 1.25㎟ x3C","M",72,{"$nulls":8},"",null,null,0,0,0]
["01020502","5695EC19020","제어용케이블신설","CVVS 1.25㎟ x2C","M",80,{"$nulls":8},"",null,null,0,0,0]
["01020502","5695EC20049","제어용케이블신설","CVVS 1.25㎟ x4C","M",58,{"$nulls":8},""]
["01020502","5695EC20085","제어용케이블신설","CVVS 1.25㎟ x8C","M",74,{"$nulls":8},""]
["01020502","5695TB09011","전선","TIV 1.0*2C","M",11,{"$nulls":8},""]
["01020502","5695EC29003","CABLE","LIREV 0.64mm x2P","M",72,{"$nulls":8},""]
["01020502","5695EC29004","CABLE","MVVS 0.9mm x2C","M",11,{"$nulls":8},""]
["01020502","5695EJ01151","CABLE TRAY(AL제)","사다리형 W-200","M",38,{"$nulls":8},""]
["01020502","59754967906","케이블트레이부속품","AL HOR. ELBOW, W200 x H100","개",3,{"$nulls":8},""]
["01020502","59754967956","케이블트레이부속품","AL VER. ELBOW, W200 x H100","개",3,{"$nulls":8},""]
["01020502","59754968006","케이블트레이부속품","AL HOR. TEE, W200 x H100","개",1,{"$nulls":8},""]
["01020502","56950140200","파이프지지대"," W200","개소",5,{"$nulls":8},"",null,null,0,0,0]
["01020502","56950160200","케이블트레이지지대"," W200","개소",21,{"$nulls":8},"",null,null,0,0,0]
["01020502","5695N050151","중앙관제장치","전력제어","식",1,{"$nulls":8},""]
[]
[null,null,"[ 합           계 ]"]
[null,null,"01020601  기계실동력설비공사"]
["01020601","5695EA02161","강제전선관배관","아연도 22MM","M",181.2,{"$nulls":8},"",null,null,0,0,0]
["01020601","5695EA02162","강제전선관배관","아연도 28MM","M",207,{"$nulls":8},""]
["01020601","5695EA02163","강제전선관배관","아연도 36MM","M",14.5,{"$nulls":8},"",null,null,0,0,0]
["01020601","5695EA02164","강제전선관배관","아연도 42MM","M",20.4,{"$nulls":8},"",null,null,0,0,0]
["01020601","5695EA02165","강제전선관배관","아연도 54MM","M",49.2,{"$nulls":8},"",null,null,0,0,0]
["01020601","5695EA05170","후렉시블전선관","22MM(방수형)","M",36.9,{"$nulls":8},"",null,null,0,0,0]
["01020601","5695EA05171","후렉시블전선관","28MM(방수형)","M",8,{"$nulls":8},""]
["01020601","5695EA05172","후렉시블전선관","36MM(방수형)","M",1,{"$nulls":8},"",null,null,0,0,0]
["01020601","5695EA05173","후렉시블전선관","42MM(방수형)","M",1,{"$nulls":8},"",null,null,0,0,0]
["01020601","5695EA05174","후렉시블전선관","54MM(방수형)","M",3,{"$nulls":8},"",null,null,0,0,0]
["01020601","59753017064","1종가요관 부속품","박스커넥터-비닐, 22mm 방수","개",74,{"$nulls":8},"",null,null,0,0,0]
["01020601","59753017065","1종가요관 부속품","박스커넥터-비닐, 28mm 방수","개",16,{"$nulls":8},""]
["01020601","59753017066","1종가요관 부속품","박스커넥터-비닐, 36mm 방수","개",2,{"$nulls":8},"",null,null,0,0,0]
["01020601","59753017067","1종가요관 부속품","박스커넥터-비닐, 42mm 방수","개",2,{"$nulls":8},"",null,null,0,0,0]
["01020601","59753017068","1종가요관 부속품","박스커넥터-비닐, 54mm 방수","개",6,{"$nulls":8},"",null,null,0,0,0]
["01020601","59759017061","강재전선관용 부품","노말밴드, 아연도 28 mm","개",14,{"$nulls":8},""]
["01020601","59759017062","강재전선관용 부품","노말밴드, 아연도 36 mm","개",2,{"$nulls":8},"",null,null,0,0,0]
["01020601","59759017063","강재전선관용 부품","노말밴드, 아연도 42 mm","개",2,{"$nulls":8},"",null,null,0,0,0]
["01020601","59759017064","강재전선관용 부품","노말밴드, 아연도 54 mm","개",6,{"$nulls":8},"",null,null,0,0,0]
["01020601","59759017052","강재전선관용 부품","파이프크램프, 22 C","개",54,{"$nulls":8},"",null,null,0,0,0]
["01020601","59759017053","강재전선관용 부품","파이프크램프, 28 C","개",86,{"$nulls":8},""]
["01020601","59759017054","강재전선관용 부품","파이프크램프, 36 C","개",3,{"$nulls":8},"",null,null,0,0,0]
["01020601","59759017055","강재전선관용 부품","파이프크램프, 42 C","개",9,{"$nulls":8},"",null,null,0,0,0]
["01020601","59759017056","강재전선관용 부품","파이프크램프, 54 C","개",13,{"$nulls":8},""]
["01020601","5695EH01092","조인트박스설치","100x100x100","개",15,{"$nulls":8},"",null,null,0,0,0]
["01020601","5695EH01700","PULL BOX","150x150x100","개",2,{"$nulls":8},"",null,null,0,0,0]
["01020601","5695EB03071","관내배선","GV 2.0mm","M",304.6,{"$nulls":8},"",null,null,0,0,0]
["01020601","5695EB03080","관내배선","GV 5.5㎟","M",23.4,{"$nulls":8},"",null,null,0,0,0]
["01020601","5695EB03081","관내배선","GV 8㎟","M",75.7,{"$nulls":8},"",null,null,0,0,0]
["01020601","5695EB11016","전력케이블신설(구내)","CV 38㎟","M",56.8,{"$nulls":8},""]
["01020601","5695EB11028","전력케이블신설(구내)","CV 3.5㎟*2C","M",89.4,{"$nulls":8},""]
["01020601","5695EB11036","전력케이블신설(구내)","CV 3.5㎟*3C","M",215.2,{"$nulls":8},""]
["01020601","5695EB11045","전력케이블신설(구내)","CV 14㎟*4C","M",17.5,{"$nulls":8},""]
["01020601","5695EC12054","제어용케이블신설","CVV 1.25㎟ x5C","M",116.8,{"$nulls":8},""]
["01020601","5695EC51005","내화전선","FR-8 5.5㎟ x1C","M",140.4,{"$nulls":8},"",null,null,0,0,0]
["01020601","5695EC51008","내화전선","FR-8 22㎟ x1C","M",264,{"$nulls":8},"",null,null,0,0,0]
["01020601","5695EC61055","내열전선","FR-3 2.0㎟ x5C","M",23.8,{"$nulls":8},"",null,null,0,0,0]
["01020601","5695EQ31012","단말처리(압착터미날포함)","14MM2","조",8,{"$nulls":8},"",null,null,0,0,0]
["01020601","5695EQ31013","단말처리(압착터미날포함)","22MM2","조",24,{"$nulls":8},"",null,null,0,0,0]
["01020601","5695EQ31014","단말처리(압착터미날포함)","38MM2","조",8,{"$nulls":8},""]
["01020601","56950180001","동력배관지지가대","모타배관지지","개소",6,{"$nulls":8},"",null,null,0,0,0]
["01020601","56950120022","파이프행가"," 22 C","개소",29,{"$nulls":8},"",null,null,0,0,0]
["01020601","56950120028","파이프행가"," 28 C","개소",9,{"$nulls":8},""]
["01020601","56950120036","파이프행가"," 36 C","개소",1,{"$nulls":8},"",null,null,0,0,0]
["01020601","56950120054","파이프행가"," 54 C","개소",5,{"$nulls":8},"",null,null,0,0,0]
["01020601","56950140100","파이프지지대"," W100","개소",3,{"$nulls":8},"",null,null,0,0,0]
["01020601","56950140130","파이프지지대"," W150","개소",19,{"$nulls":8},"",null,null,0,0,0]
["01020601","56950140200","파이프지지대"," W200","개소",13,{"$nulls":8},"",null,null,0,0,0]
["01020601","56950140300","파이프지지대"," W300","개소",9,{"$nulls":8},"",null,null,0,0,0]
["01020601","5695N050003","MCC-P","600Wx2300Hx600D(1)","면",1,{"$nulls":8},""]
["01020601","5695N050004","MCC-F","600Wx2300Hx600D(1)","면",1,{"$nulls":8},""]
["01020601","5695N050005","MCC-N","600Wx2300Hx600D(2)","식",1,{"$nulls":8},""]
{"$rows_empty":24}
[null,null,"[ 합           계 ]"]
[null,null,"01020701  경비실전기공사"]
["01020701","5695EA01141","PVC PIPE 배관","HI 16MM","M",25.8,{"$nulls":8},"",null,null,0,0,0]
["01020701","5695EA04160","합성수지가요전선관","CD 16MM","M",20.6,{"$nulls":8},"",null,null,0,0,0]
["01020701","5695EA04161","합성수지가요전선관","CD 22MM","M",6.8,{"$nulls":8},"",null,null,0,0,0]
["01020701","5695EA05160","후렉시블전선관","16MM","M",2,{"$nulls":8},"",null,null,0,0,0]
["01020701","59753017043","1종가요관 부속품","박스커넥터, 16 mm 비방수","개",4,{"$nulls":8},"",null,null,0,0,0]
["01020701","5695EA11010","PVC박스 신설","HI SW박스 1G","개",6,{"$nulls":8},"",null,null,0,0,0]
["01020701","5695EA11011","PVC박스 신설","HI SW박스 2G","개",6,{"$nulls":8},"",null,null,0,0,0]
["01020701","5695EA11012","PVC박스 신설","HI 콘크리트4각 75","개",2,{"$nulls":8},"",null,null,0,0,0]
["01020701","5695EA11013","PVC박스 신설","HI 콘크리트8각 75","개",4,{"$nulls":8},"",null,null,0,0,0]
["01020701","5695EB02012","관내배선","HIV 2.0mm","M",142.8,{"$nulls":8},"",null,null,0,0,0]
["01020701","5695EB03071","관내배선","GV 2.0mm","M",29.9,{"$nulls":8},"",null,null,0,0,0]
["01020701","59400247001","와이어콘넥터","3.5 ㎟ x 2가닥","개",18,{"$nulls":8},"",null,null,0,0,0]
["01020701","5695ED09012","와이드스위치신설(90MM)","매입대각형 3연용 1P","개",2,{"$nulls":8},"",null,null,0,0,0]
["01020701","5695ED01115","콘센트신설","매입접지극무 2구 15A250V","개",2,{"$nulls":8},"",null,null,0,0,0]
["01020701","5695ED01111","콘센트신설","매입접지극부 2구 15A250V","개",8,{"$nulls":8},"",null,null,0,0,0]
["01020701","5695N050031","L-G","500Wx500Hx150D(옥내)","면",2,{"$nulls":8},"",null,null,0,0,0]
["01020701","5695EZ90024","직부등(G)","IL 60W","SET",2,{"$nulls":8},"",null,null,0,0,0]
["01020701","5695EZ90028","갓등 P.P(J)","FL 32W x2","SET",2,{"$nulls":8},"",null,null,0,0,0]
["01020701","5695EZ90034","DOWN LIGHT(O)","FPL 26W x2","SET",2,{"$nulls":8},"",null,null,0,0,0]
[]
[]
[]
[]
[]
[null,null,"[ 합           계 ]"]
[null,null,"01020801  옥외외등설비공사"]
["01020801","5695EA01142","PVC PIPE 배관","HI 22MM","M",299.8,{"$nulls":8},"",null,null,0,0,0]
["01020801","5695EA01143","PVC PIPE 배관","HI 28MM","M",442.1,{"$nulls":8},"",null,null,0,0,0]
["01020801","CSES0020004","경질비닐전선관용 부품","노말밴드,HI 28C","EA",6,{"$nulls":8},""]
["01020801","5695EH01704","PULL BOX","200x200x100","개",2,{"$nulls":8},""]
["01020801","5695EB11029","전력케이블신설(구내)","CV 5.5㎟*2C","M",1391.5,{"$nulls":8},"",null,null,0,0,0]
["01020801","5695EP03110","케이블표지시트","0.23x400","M",709,{"$nulls":8},"",null,null,0,0,0]
["01020801","56930220020","터파기(백호우90%,인력10%)","보통토사","M3",151,{"$nulls":8},""]
["01020801","56930240021","되메우기(백호우90%,인력10%)","보통토사","M3",151,{"$nulls":8},""]
["01020801","56950240050","관로구방수","D50","개소",2,{"$nulls":8},"",null,null,0,0,0]
["01020801","5695CSE1235","외등기초","접지(유)","개소",26,{"$nulls":8},"",null,null,0,0,0]
["01020801","5695EZ90039","메탈할라이트(OL)","MH 175W x1","SET",26,{"$nulls":8},""]
{"$rows_empty":13}
[null,null,"[ 합           계 ]"]
[null,null,"01020802  옥외전력간선공사"]
["01020802","5695EA02162","강제전선관배관","아연도 28MM","M",11,{"$nulls":8},"",null,null,0,0,0]
["01020802","5695EA01143","PVC PIPE 배관","HI 28MM","M",15.3,{"$nulls":8},""]
["01020802","59759017061","강재전선관용 부품","노말밴드, 아연도 28 mm","개",3,{"$nulls":8},"",null,null,0,0,0]
["01020802","CSES0020004","경질비닐전선관용 부품","노말밴드,HI 28C","EA",2,{"$nulls":8},""]
["01020802","59759017053","강재전선관용 부품","파이프크램프, 28 C","개",4,{"$nulls":8},"",null,null,0,0,0]
["01020802","5695EH01700","PULL BOX","150x150x100","개",3,{"$nulls":8},"",null,null,0,0,0]
["01020802","5695EB03071","관내배선","GV 2.0mm","M",30.3,{"$nulls":8},""]
["01020802","5695EC51012","내화전선","FR-8 50㎟ x1C","M",1112.8,{"$nulls":8},"",null,null,0,0,0]
["01020802","5695EC51014","내화전선","FR-8 80㎟ x1C","M",1108.8,{"$nulls":8},"",null,null,0,0,0]
["01020802","5695EC51015","내화전선","FR-8 100㎟ x1C","M",1128.8,{"$nulls":8},"",null,null,0,0,0]
["01020802","5695EC51016","내화전선","FR-8 125㎟ x1C","M",671.2,{"$nulls":8},""]
["01020802","5695EC51018","내화전선","FR-8 200㎟ x1C","M",811.2,{"$nulls":8},""]
["01020802","5695EC51105","내화전선","FR-8 5.5㎟ x2C","M",72.8,{"$nulls":8},""]
["01020802","5695EC51407","내화전선","FR-8 14㎟ x4C","M",144.2,{"$nulls":8},""]
["01020802","5695EC51408","내화전선","FR-8 22㎟ x4C","M",166.4,{"$nulls":8},""]
["01020802","5695EC51409","내화전선","FR-8 30㎟ x4C","M",364.1,{"$nulls":8},""]
["01020802","5695EC51410","내화전선","FR-8 38㎟ x4C","M",81.4,{"$nulls":8},""]
["01020802","5695EQ31012","단말처리(압착터미날포함)","14MM2","조",24,{"$nulls":8},"",null,null,0,0,0]
["01020802","5695EQ31013","단말처리(압착터미날포함)","22MM2","조",8,{"$nulls":8},"",null,null,0,0,0]
["01020802","5695EQ31023","단말처리(압착터미날포함)","30MM2","조",24,{"$nulls":8},"",null,null,0,0,0]
["01020802","5695EQ31014","단말처리(압착터미날포함)","38MM2","조",8,{"$nulls":8},"",null,null,0,0,0]
["01020802","5695EQ31024","단말처리(압착터미날포함)","50MM2","조",32,{"$nulls":8},"",null,null,0,0,0]
["01020802","5695EZ03553","동관단자","80MM2","개",16,{"$nulls":8},"",null,null,0,0,0]
["01020802","5695EZ03554","동관단자","100MM2","개",16,{"$nulls":8},"",null,null,0,0,0]
["01020802","5695EZ03555","동관단자","125MM2","개",16,{"$nulls":8},"",null,null,0,0,0]
["01020802","5695EZ03557","동관단자","200MM2","개",16,{"$nulls":8},""]
["01020802","56950120028","파이프행가"," 28 C","개소",1,{"$nulls":8},"",null,null,0,0,0]
["01020802","5695EP03110","케이블표지시트","0.23x400","M",13,{"$nulls":8},""]
["01020802","56930220020","터파기(백호우90%,인력10%)","보통토사","M3",2.3,{"$nulls":8},""]
["01020802","56930240021","되메우기(백호우90%,인력10%)","보통토사","M3",2.3,{"$nulls":8},""]
{"$rows_empty":20}
[null,null,"[ 합           계 ]"]
[null,null,"01020803  CABLE TRAY설치공사"]
["01020803","5695EB03087","관내배선","GV 60㎟","M",530,{"$nulls":8},""]
["01020803","5695EJ01151","CABLE TRAY(AL제)","사다리형 W-200","M",324,{"$nulls":8},""]
["01020803","5695EJ01153","CABLE TRAY(AL제)","사다리형 W-300","M",84,{"$nulls":8},"",null,null,0,0,0]
["01020803","5695EJ01155","CABLE TRAY(AL제)","사다리형 W-400","M",72,{"$nulls":8},""]
["01020803","5695EJ01156","CABLE TRAY(AL제)","사다리형 W-450","M",50,{"$nulls":8},"",null,null,0,0,0]
["01020803","59754967906","케이블트레이부속품","AL HOR. ELBOW, W200 x H100","개",22,{"$nulls":8},""]
["01020803","59754967916","케이블트레이부속품","AL HOR. ELBOW, W300 x H100","개",6,{"$nulls":8},"",null,null,0,0,0]
["01020803","59754967926","케이블트레이부속품","AL HOR. ELBOW, W400 x H100","개",2,{"$nulls":8},""]
["01020803","59754967931","케이블트레이부속품","AL HOR. ELBOW, W450 x H100","개",1,{"$nulls":8},"",null,null,0,0,0]
["01020803","59754967956","케이블트레이부속품","AL VER. ELBOW, W200 x H100","개",10,{"$nulls":8},""]
["01020803","59754967966","케이블트레이부속품","AL VER. ELBOW, W300 x H100","개",4,{"$nulls":8},"",null,null,0,0,0]
["01020803","59754967976","케이블트레이부속품","AL VER. ELBOW, W400 x H100","개",2,{"$nulls":8},""]
["01020803","59754967981","케이블트레이부속품","AL VER. ELBOW, W450 x H100","개",4,{"$nulls":8},""]
["01020803","59754968006","케이블트레이부속품","AL HOR. TEE, W200 x H100","개",1,{"$nulls":8},""]
["01020803","59754968016","케이블트레이부속품","AL HOR. TEE, W300 x H100","개",3,{"$nulls":8},""]
["01020803","59754968026","케이블트레이부속품","AL HOR. TEE, W400 x H100","개",1,{"$nulls":8},""]
["01020803","59754968031","케이블트레이부속품","AL HOR. TEE, W450 x H100","개",7,{"$nulls":8},""]
["01020803","59754968131","케이블트레이부속품","AL VER. CROSS, W450 x H100","개",2,{"$nulls":8},"",null,null,0,0,0]
["01020803","59754968204","REDUCER H100","W300 → W200","개",2,{"$nulls":8},"",null,null,0,0,0]
["01020803","59754968211","REDUCER H100","W400 → W200","개",3,{"$nulls":8},""]
["01020803","59754968225","REDUCER H100","W400 → W300","개",1,{"$nulls":8},""]
["01020803","59754968205","REDUCER H100","W450 → W200","개",1,{"$nulls":8},"",null,null,0,0,0]
["01020803","59754968206","REDUCER H100","W450 → W300","개",1,{"$nulls":8},"",null,null,0,0,0]
["01020803","59754968218","REDUCER H100","W450 → W400","개",2,{"$nulls":8},""]
["01020803","59754968301","케이블트레이부속품","JOINT CONNECTOR, Al W100×H70","개",664,{"$nulls":8},"",null,null,0,0,0]
["01020803","59754967521","케이블트레이부속품","SHANK BOLT & NUT, 아연도","개",5312,{"$nulls":8},"",null,null,0,0,0]
["01020803","59754967561","케이블트레이부속품","BONDING JUMPER, 38㎟","개",332,{"$nulls":8},"",null,null,0,0,0]
["01020803","59754967571","케이블트레이부속품","HOLD DOWN CLAMP, 아연도","개",670,{"$nulls":8},"",null,null,0,0,0]
["01020803","59754967581","케이블트레이부속품","찬넬스프링 너트, 아연도","개",670,{"$nulls":8},"",null,null,0,0,0]
["01020803","56950160200","케이블트레이지지대"," W200","개소",20,{"$nulls":8},""]
["01020803","56950160220","케이블트레이지지대"," W200-2단","개소",184,{"$nulls":8},"",null,null,0,0,0]
["01020803","56950160300","케이블트레이지지대"," W300","개소",9,{"$nulls":8},"",null,null,0,0,0]
["01020803","56950160320","케이블트레이지지대"," W300-2단","개소",42,{"$nulls":8},"",null,null,0,0,0]
["01020803","56950160420","케이블트레이지지대"," W400-2단","개소",15,{"$nulls":8},"",null,null,0,0,0]
["01020803","56950160450","케이블트레이지지대"," W450","개소",14,{"$nulls":8},""]
["01020803","56950160730","케이블트레이지지대"," W700-3단","개소",7,{"$nulls":8},""]
["01020803","56950160820","케이블트레이지지대"," W800-2단","개소",44,{"$nulls":8},""]
{"$rows_empty":13}
[null,null,"[ 합           계 ]"]
[null,null,"010301  전력간선공사"]
["010301","5695EA01141","PVC PIPE 배관","HI 16MM","M",16,{"$nulls":8},""]
["010301","5695EA01143","PVC PIPE 배관","HI 28MM","M",65,{"$nulls":8},""]
["010301","5695EA01145","PVC PIPE 배관","HI 42MM","M",6,{"$nulls":8},""]
["010301","5695EA01146","PVC PIPE 배관","HI 54MM","M",6,{"$nulls":8},""]
["010301","CSES0020004","경질비닐전선관용 부품","노말밴드,HI 28C","EA",10,{"$nulls":8},""]
["010301","CSES0020006","경질비닐전선관용 부품","노말밴드,HI 42C","EA",1,{"$nulls":8},""]
["010301","CSES0020007","경질비닐전선관용 부품","노말밴드,HI 54C","EA",1,{"$nulls":8},""]
["010301","5695EB02016","관내배선","HIV 14㎟","M",262.8,{"$nulls":8},""]
["010301","5695EB03080","관내배선","GV 5.5㎟","M",23,{"$nulls":8},""]
["010301","5695EB11046","전력케이블신설(구내)","CV 22㎟*4C","M",7,{"$nulls":8},""]
["010301","5695EZ02012","접지","E3","개소",1,{"$nulls":8},""]
["010301","59751777102","접지첨가제","접지저항저감제,아스판,10 Kg","개",1,{"$nulls":8},""]
["010301","5695EQ31012","단말처리(압착터미날포함)","14MM2","조",40,{"$nulls":8},""]
["010301","5695EQ31013","단말처리(압착터미날포함)","22MM2","조",8,{"$nulls":8},""]
["010301","56950240050","관로구방수","D50","개소",5,{"$nulls":8},""]
["010301","56950240100","관로구방수","D100","개소",2,{"$nulls":8},""]
["010301","56950201000","맨홀","1000x1000x1000","개소",1,{"$nulls":8},""]
["010301","5695N050051","LS-M","1000Wx1200Hx180D(옥내)","면",1,{"$nulls":8},""]
["010301","5695N050052","LS-1A~E","500Wx500Hx150D(옥내)","면",5,{"$nulls":8},""]
[]
[]
[]
[]
[]
[null,null,"[ 합           계 ]"]
[null,null,"010302  전등설비공사"]
["010302","5695EA01141","PVC PIPE 배관","HI 16MM","M",3.4,{"$nulls":8},""]
["010302","5695EA04160","합성수지가요전선관","CD 16MM","M",109,{"$nulls":8},""]
["010302","5695EA04161","합성수지가요전선관","CD 22MM","M",34.6,{"$nulls":8},""]
["010302","5695EA05160","후렉시블전선관","16MM","M",28,{"$nulls":8},""]
["010302","59753017043","1종가요관 부속품","박스커넥터, 16 mm 비방수","개",56,{"$nulls":8},""]
["010302","5695EA11010","PVC박스 신설","HI SW박스 1G","개",14,{"$nulls":8},""]
["010302","5695EA11012","PVC박스 신설","HI 콘크리트4각 75","개",4,{"$nulls":8},""]
["010302","5695EA11013","PVC박스 신설","HI 콘크리트8각 75","개",30,{"$nulls":8},""]
["010302","5695EH01090","조인트박스설치","100x100x50","개",13,{"$nulls":8},""]
["010302","5695EB02012","관내배선","HIV 2.0mm","M",531.1,{"$nulls":8},""]
["010302","59400247001","와이어콘넥터","3.5 ㎟ x 2가닥","개",102,{"$nulls":8},""]
["010302","5695ED09010","와이드스위치신설(90MM)","매입대각형 1P","개",1,{"$nulls":8},""]
["010302","5695ED09011","와이드스위치신설(90MM)","매입대각형 2연용 1P","개",2,{"$nulls":8},""]
["010302","5695ED09012","와이드스위치신설(90MM)","매입대각형 3연용 1P","개",5,{"$nulls":8},""]
["010302","5695ED09018","와이드스위치신설(90MM)","매입대각형 3로 1P","개",4,{"$nulls":8},""]
["010302","5695ED01111","콘센트신설","매입접지극부 2구 15A250V","개",2,{"$nulls":8},""]
["010302","56950280010","등기구보강","M바 표준형","SET",27,{"$nulls":8},""]
["010302","5695EZ90022","센서등(E)","IL 60W","SET",4,{"$nulls":8},""]
["010302","5695EZ90026","매입개방(I)","FL 32W x2","SET",20,{"$nulls":8},""]
["010302","5695EZ90027","매입개방(I1)","FL 20W x2","SET",7,{"$nulls":8},""]
["010302","5695EZ90031","직부등(L)","EL 20W","SET",2,{"$nulls":8},""]
["010302","5695EZ90034","DOWN LIGHT(O)","FPL 26W x2","SET",1,{"$nulls":8},""]
[]
[]
[null,null,"[ 합           계 ]"]
[null,null,"010303  전열설비공사"]
["010303","5695EA01141","PVC PIPE 배관","HI 16MM","M",201.6,{"$nulls":8},""]
["010303","5695EA11010","PVC박스 신설","HI SW박스 1G","개",17,{"$nulls":8},""]
["010303","5695EA11012","PVC박스 신설","HI 콘크리트4각 75","개",5,{"$nulls":8},""]
["010303","5695EH01090","조인트박스설치","100x100x50","개",12,{"$nulls":8},""]
["010303","5695EB02012","관내배선","HIV 2.0mm","M",448.3,{"$nulls":8},""]
["010303","5695EB03071","관내배선","GV 2.0mm","M",224.2,{"$nulls":8},""]
["010303","5695ED01111","콘센트신설","매입접지극부 2구 15A250V","개",17,{"$nulls":8},""]
{"$rows_empty":17}
[null,null,"[ 합           계 ]"]
[null,null,"02010101  소방설비공사"]
["02010101","5695EA01141","PVC PIPE 배관","HI 16MM","M",166.2,{"$nulls":8},"",null,null,0,0,0]
["02010101","5695EA01142","PVC PIPE 배관","HI 22MM","M",99.2,{"$nulls":8},"",null,null,0,0,0]
["02010101","5695EA01143","PVC PIPE 배관","HI 28MM","M",77.8,{"$nulls":8},"",null,null,0,0,0]
["02010101","5695EA02162","강제전선관배관","아연도 28MM","M",1,{"$nulls":8},""]
["02010101","5695EA04160","합성수지가요전선관","CD 16MM","M",1201.4,{"$nulls":8},"",null,null,0,0,0]
["02010101","5695EA05160","후렉시블전선관","16MM","M",7,{"$nulls":8},"",null,null,0,0,0]
["02010101","59753017043","1종가요관 부속품","박스커넥터, 16 mm 비방수","개",12,{"$nulls":8},"",null,null,0,0,0]
["02010101","59759017061","강재전선관용 부품","노말밴드, 아연도 28 mm","개",1,{"$nulls":8},""]
["02010101","CSES0020004","경질비닐전선관용 부품","노말밴드,HI 28C","EA",10,{"$nulls":8},""]
["02010101","5695EA11010","PVC박스 신설","HI SW박스 1G","개",5,{"$nulls":8},"",null,null,0,0,0]
["02010101","5695EA11011","PVC박스 신설","HI SW박스 2G","개",23,{"$nulls":8},"",null,null,0,0,0]
["02010101","5695EA11013","PVC박스 신설","HI 콘크리트8각 75","개",259,{"$nulls":8},"",null,null,0,0,0]
["02010101","5695EH01090","조인트박스설치","100x100x50","개",2,{"$nulls":8},"",null,null,0,0,0]
["02010101","5695EH01092","조인트박스설치","100x100x100","개",2,{"$nulls":8},""]
["02010101","5695EB02010","관내배선","HIV 1.2mm","M",2754,{"$nulls":8},"",null,null,0,0,0]
["02010101","5695EB02011","관내배선","HIV 1.6mm","M",780.4,{"$nulls":8},"",null,null,0,0,0]
["02010101","5695EB02012","관내배선","HIV 2.0mm","M",831.5,{"$nulls":8},"",null,null,0,0,0]
["02010101","5695EB02014","관내배선","HIV 5.5㎟","M",132.2,{"$nulls":8},"",null,null,0,0,0]
["02010101","5695EB03071","관내배선","GV 2.0mm","M",37.3,{"$nulls":8},"",null,null,0,0,0]
["02010101","5695EC12011","제어용케이블신설","CVV 1.2mm x1C","M",111.6,{"$nulls":8},""]
["02010101","5695EG05010","감지기","차동식","개",168,{"$nulls":8},"",null,null,0,0,0]
["02010101","5695EG05011","감지기","정온식","개",85,{"$nulls":8},"",null,null,0,0,0]
["02010101","5695EG05012","감지기","연기식","개",6,{"$nulls":8},"",null,null,0,0,0]
["02010101","5695EG04013","피난구유도등","중형","개",14,{"$nulls":8},"",null,null,0,0,0]
["02010101","5695EG04010","통로유도등","소형","개",11,{"$nulls":8},"",null,null,0,0,0]
["02010101","5695EG04500","통로유도표지","소형","개",9,{"$nulls":8},"",null,null,0,0,0]
["02010101","5695EG04501","피난구유도표지","소형","개",12,{"$nulls":8},"",null,null,0,0,0]
["02010101","5695N050303","R형 중계기","2/2","SET",25,{"$nulls":8},""]
["02010101","5695EG06130","싸이렌","전자식","개",3,{"$nulls":8},""]
["02010101","5695EG07110","비상콘센트","소화전내장형","개",8,{"$nulls":8},"",null,null,0,0,0]
["02010101","5695EG06020","비상경보세트","내장형","식",19,{"$nulls":8},"",null,null,0,0,0]
["02010101","5695N050302","중계기전원반","15A","SET",1,{"$nulls":8},""]
["02010101","56950120028","파이프행가"," 28 C","개소",1,{"$nulls":8},""]
{"$rows_empty":17}
[null,null,"[ 합           계 ]"]
[null,null,"02010102  방송설비공사"]
["02010102","5695EA01141","PVC PIPE 배관","HI 16MM","M",61.9,{"$nulls":8},""]
["02010102","5695EA02161","강제전선관배관","아연도 22MM","M",3.8,{"$nulls":8},"",null,null,0,0,0]
["02010102","5695EA04160","합성수지가요전선관","CD 16MM","M",491.5,{"$nulls":8},"",null,null,0,0,0]
["02010102","5695EA05160","후렉시블전선관","16MM","M",17,{"$nulls":8},"",null,null,0,0,0]
["02010102","59753017043","1종가요관 부속품","박스커넥터, 16 mm 비방수","개",34,{"$nulls":8},"",null,null,0,0,0]
["02010102","59759017052","강재전선관용 부품","파이프크램프, 22 C","개",3,{"$nulls":8},"",null,null,0,0,0]
["02010102","5695EA11012","PVC박스 신설","HI 콘크리트4각 75","개",1,{"$nulls":8},""]
["02010102","5695EA11013","PVC박스 신설","HI 콘크리트8각 75","개",85,{"$nulls":8},"",null,null,0,0,0]
["02010102","5695EB02010","관내배선","HIV 1.2mm","M",1339.6,{"$nulls":8},"",null,null,0,0,0]
["02010102","5695TN04010","스피커","4각형 1W/3.5IN","개",85,{"$nulls":8},"",null,null,0,0,0]
["02010102","5695TN04014","스피커","벽부용 3W","개",1,{"$nulls":8},"",null,null,0,0,0]
["02010102","5695CSE1098","파이프지지","W 50","개소",3,{"$nulls":8},"",null,null,0,0,0]
{"$rows_empty":12}
[null,null,"[ 합           계 ]"]
[null,null,"02010201  소방설비공사"]
["02010201","5695EA01141","PVC PIPE 배관","HI 16MM","M",492.1,{"$nulls":8},"",null,null,0,0,0]
["02010201","5695EA01142","PVC PIPE 배관","HI 22MM","M",86,{"$nulls":8},"",null,null,0,0,0]
["02010201","5695EA01143","PVC PIPE 배관","HI 28MM","M",94.4,{"$nulls":8},"",null,null,0,0,0]
["02010201","5695EA02162","강제전선관배관","아연도 28MM","M",1,{"$nulls":8},"",null,null,0,0,0]
["02010201","5695EA04160","합성수지가요전선관","CD 16MM","M",1846.1,{"$nulls":8},"",null,null,0,0,0]
["02010201","5695EA05160","후렉시블전선관","16MM","M",11,{"$nulls":8},"",null,null,0,0,0]
["02010201","59753017043","1종가요관 부속품","박스커넥터, 16 mm 비방수","개",20,{"$nulls":8},"",null,null,0,0,0]
["02010201","59759017061","강재전선관용 부품","노말밴드, 아연도 28 mm","개",1,{"$nulls":8},"",null,null,0,0,0]
["02010201","CSES0020004","경질비닐전선관용 부품","노말밴드,HI 28C","EA",8,{"$nulls":8},"",null,null,0,0,0]
["02010201","5695EA11010","PVC박스 신설","HI SW박스 1G","개",19,{"$nulls":8},"",null,null,0,0,0]
["02010201","5695EA11011","PVC박스 신설","HI SW박스 2G","개",31,{"$nulls":8},"",null,null,0,0,0]
["02010201","5695EA11013","PVC박스 신설","HI 콘크리트8각 75","개",384,{"$nulls":8},"",null,null,0,0,0]
["02010201","5695EH01090","조인트박스설치","100x100x50","개",2,{"$nulls":8},"",null,null,0,0,0]
["02010201","5695EH01092","조인트박스설치","100x100x100","개",4,{"$nulls":8},"",null,null,0,0,0]
["02010201","5695EB02010","관내배선","HIV 1.2mm","M",4586.4,{"$nulls":8},"",null,null,0,0,0]
["02010201","5695EB02011","관내배선","HIV 1.6mm","M",2181.9,{"$nulls":8},"",null,null,0,0,0]
["02010201","5695EB02012","관내배선","HIV 2.0mm","M",993.7,{"$nulls":8},"",null,null,0,0,0]
["02010201","5695EB02014","관내배선","HIV 5.5㎟","M",298.8,{"$nulls":8},"",null,null,0,0,0]
["02010201","5695EB03071","관내배선","GV 2.0mm","M",62,{"$nulls":8},"",null,null,0,0,0]
["02010201","5695EC12011","제어용케이블신설","CVV 1.2mm x1C","M",113.8,{"$nulls":8},"",null,null,0,0,0]
["02010201","5695EG05010","감지기","차동식","개",225,{"$nulls":8},"",null,null,0,0,0]
["02010201","5695EG05011","감지기","정온식","개",130,{"$nulls":8},"",null,null,0,0,0]
["02010201","5695EG05012","감지기","연기식","개",29,{"$nulls":8},"",null,null,0,0,0]
["02010201","5695EG04013","피난구유도등","중형","개",28,{"$nulls":8},"",null,null,0,0,0]
["02010201","5695EG04010","통로유도등","소형","개",15,{"$nulls":8},"",null,null,0,0,0]
["02010201","5695EG04500","통로유도표지","소형","개",9,{"$nulls":8},"",null,null,0,0,0]
["02010201","5695EG04501","피난구유도표지","소형","개",19,{"$nulls":8},"",null,null,0,0,0]
["02010201","5695N050303","R형 중계기","2/2","SET",47,{"$nulls":8},""]
["02010201","5695EG06130","싸이렌","전자식","개",7,{"$nulls":8},"",null,null,0,0,0]
["02010201","5695EG07110","비상콘센트","소화전내장형","개",12,{"$nulls":8},"",null,null,0,0,0]
["02010201","5695EG06020","비상경보세트","내장형","식",22,{"$nulls":8},"",null,null,0,0,0]
["02010201","5695EG09121","제연댐퍼","","개",21,{"$nulls":8},""]
["02010201","5695EG90100","도어릴리즈 설치","솔레노이드식","개",42,{"$nulls":8},""]
["02010201","5695N050302","중계기전원반","15A","SET",2,{"$nulls":8},""]
["02010201","56950120028","파이프행가"," 28 C","개소",2,{"$nulls":8},"",null,null,0,0,0]
{"$rows_empty":15}
[null,null,"[ 합           계 ]"]
[null,null,"02010202  방송설비공사"]
["02010202","5695EA01141","PVC PIPE 배관","HI 16MM","M",65.7,{"$nulls":8},"",null,null,0,0,0]
["02010202","5695EA02161","강제전선관배관","아연도 22MM","M",3.2,{"$nulls":8},"",null,null,0,0,0]
["02010202","5695EA04160","합성수지가요전선관","CD 16MM","M",822.5,{"$nulls":8},"",null,null,0,0,0]
["02010202","5695EA05160","후렉시블전선관","16MM","M",130,{"$nulls":8},"",null,null,0,0,0]
["02010202","59753017043","1종가요관 부속품","박스커넥터, 16 mm 비방수","개",260,{"$nulls":8},"",null,null,0,0,0]
["02010202","59759017052","강재전선관용 부품","파이프크램프, 22 C","개",2,{"$nulls":8},"",null,null,0,0,0]
["02010202","5695EA11012","PVC박스 신설","HI 콘크리트4각 75","개",1,{"$nulls":8},"",null,null,0,0,0]
["02010202","5695EA11013","PVC박스 신설","HI 콘크리트8각 75","개",130,{"$nulls":8},"",null,null,0,0,0]
["02010202","5695EB02010","관내배선","HIV 1.2mm","M",2282,{"$nulls":8},"",null,null,0,0,0]
["02010202","5695TN04010","스피커","4각형 1W/3.5IN","개",130,{"$nulls":8},"",null,null,0,0,0]
["02010202","5695TN04014","스피커","벽부용 3W","개",1,{"$nulls":8},"",null,null,0,0,0]
["02010202","5695CSE1098","파이프지지","W 50","개소",2,{"$nulls":8},"",null,null,0,0,0]
{"$rows_empty":12}
[null,null,"[ 합           계 ]"]
[null,null,"02010301  소방설비공사"]
["02010301","5695EA01141","PVC PIPE 배관","HI 16MM","M",454.9,{"$nulls":8},"",null,null,0,0,0]
["02010301","5695EA01142","PVC PIPE 배관","HI 22MM","M",96,{"$nulls":8},"",null,null,0,0,0]
["02010301","5695EA01143","PVC PIPE 배관","HI 28MM","M",68.5,{"$nulls":8},"",null,null,0,0,0]
["02010301","5695EA02162","강제전선관배관","아연도 28MM","M",1,{"$nulls":8},"",null,null,0,0,0]
["02010301","5695EA04160","합성수지가요전선관","CD 16MM","M",1777.7,{"$nulls":8},"",null,null,0,0,0]
["02010301","5695EA05160","후렉시블전선관","16MM","M",9,{"$nulls":8},"",null,null,0,0,0]
["02010301","59753017043","1종가요관 부속품","박스커넥터, 16 mm 비방수","개",16,{"$nulls":8},"",null,null,0,0,0]
["02010301","59759017061","강재전선관용 부품","노말밴드, 아연도 28 mm","개",1,{"$nulls":8},"",null,null,0,0,0]
["02010301","CSES0020004","경질비닐전선관용 부품","노말밴드,HI 28C","EA",6,{"$nulls":8},"",null,null,0,0,0]
["02010301","5695EA11010","PVC박스 신설","HI SW박스 1G","개",16,{"$nulls":8},"",null,null,0,0,0]
["02010301","5695EA11011","PVC박스 신설","HI SW박스 2G","개",26,{"$nulls":8},"",null,null,0,0,0]
["02010301","5695EA11013","PVC박스 신설","HI 콘크리트8각 75","개",383,{"$nulls":8},"",null,null,0,0,0]
["02010301","5695EH01090","조인트박스설치","100x100x50","개",2,{"$nulls":8},"",null,null,0,0,0]
["02010301","5695EH01092","조인트박스설치","100x100x100","개",3,{"$nulls":8},"",null,null,0,0,0]
["02010301","5695EB02010","관내배선","HIV 1.2mm","M",4514.2,{"$nulls":8},"",null,null,0,0,0]
["02010301","5695EB02011","관내배선","HIV 1.6mm","M",2025.5,{"$nulls":8},"",null,null,0,0,0]
["02010301","5695EB02012","관내배선","HIV 2.0mm","M",808.2,{"$nulls":8},"",null,null,0,0,0]
["02010301","5695EB02014","관내배선","HIV 5.5㎟","M",178,{"$nulls":8},"",null,null,0,0,0]
["02010301","5695EB03071","관내배선","GV 2.0mm","M",53.8,{"$nulls":8},"",null,null,0,0,0]
["02010301","5695EC12011","제어용케이블신설","CVV 1.2mm x1C","M",104.6,{"$nulls":8},"",null,null,0,0,0]
["02010301","5695EG05010","감지기","차동식","개",225,{"$nulls":8},"",null,null,0,0,0]
["02010301","5695EG05011","감지기","정온식","개",130,{"$nulls":8},"",null,null,0,0,0]
["02010301","5695EG05012","감지기","연기식","개",28,{"$nulls":8},"",null,null,0,0,0]
["02010301","5695EG04013","피난구유도등","중형","개",24,{"$nulls":8},"",null,null,0,0,0]
["02010301","5695EG04010","통로유도등","소형","개",13,{"$nulls":8},"",null,null,0,0,0]
["02010301","5695EG04500","통로유도표지","소형","개",9,{"$nulls":8},"",null,null,0,0,0]
["02010301","5695EG04501","피난구유도표지","소형","개",19,{"$nulls":8},"",null,null,0,0,0]
["02010301","5695N050303","R형 중계기","2/2","SET",44,{"$nulls":8},""]
["02010301","5695EG06130","싸이렌","전자식","개",5,{"$nulls":8},"",null,null,0,0,0]
["02010301","5695EG07110","비상콘센트","소화전내장형","개",10,{"$nulls":8},"",null,null,0,0,0]
["02010301","5695EG06020","비상경보세트","내장형","식",20,{"$nulls":8},"",null,null,0,0,0]
["02010301","5695EG09121","제연댐퍼","","개",19,{"$nulls":8},"",null,null,0,0,0]
["02010301","5695EG90100","도어릴리즈 설치","솔레노이드식","개",38,{"$nulls":8},"",null,null,0,0,0]
["02010301","5695N050302","중계기전원반","15A","SET",2,{"$nulls":8},""]
["02010301","56950120028","파이프행가"," 28 C","개소",2,{"$nulls":8},"",null,null,0,0,0]
{"$rows_empty":15}
[null,null,"[ 합           계 ]"]
[null,null,"02010302  방송설비공사"]
["02010302","5695EA01141","PVC PIPE 배관","HI 16MM","M",60.3,{"$nulls":8},"",null,null,0,0,0]
["02010302","5695EA02161","강제전선관배관","아연도 22MM","M",3.2,{"$nulls":8},"",null,null,0,0,0]
["02010302","5695EA04160","합성수지가요전선관","CD 16MM","M",744.2,{"$nulls":8},"",null,null,0,0,0]
["02010302","5695EA05160","후렉시블전선관","16MM","M",118,{"$nulls":8},"",null,null,0,0,0]
["02010302","59753017043","1종가요관 부속품","박스커넥터, 16 mm 비방수","개",236,{"$nulls":8},"",null,null,0,0,0]
["02010302","59759017052","강재전선관용 부품","파이프크램프, 22 C","개",2,{"$nulls":8},"",null,null,0,0,0]
["02010302","5695EA11012","PVC박스 신설","HI 콘크리트4각 75","개",1,{"$nulls":8},"",null,null,0,0,0]
["02010302","5695EA11013","PVC박스 신설","HI 콘크리트8각 75","개",118,{"$nulls":8},"",null,null,0,0,0]
["02010302","5695EB02010","관내배선","HIV 1.2mm","M",2069.2,{"$nulls":8},"",null,null,0,0,0]
["02010302","5695TN04010","스피커","4각형 1W/3.5IN","개",118,{"$nulls":8},"",null,null,0,0,0]
["02010302","5695TN04014","스피커","벽부용 3W","개",1,{"$nulls":8},"",null,null,0,0,0]
["02010302","5695CSE1098","파이프지지","W 50","개소",2,{"$nulls":8},"",null,null,0,0,0]
{"$rows_empty":12}
[null,null,"[ 합           계 ]"]
[null,null,"02010401  소방설비공사"]
["02010401","5695EA01141","PVC PIPE 배관","HI 16MM","M",107,{"$nulls":8},"",null,null,0,0,0]
["02010401","5695EA01142","PVC PIPE 배관","HI 22MM","M",69.7,{"$nulls":8},"",null,null,0,0,0]
["02010401","5695EA01143","PVC PIPE 배관","HI 28MM","M",59.9,{"$nulls":8},"",null,null,0,0,0]
["02010401","5695EA02162","강제전선관배관","아연도 28MM","M",1,{"$nulls":8},"",null,null,0,0,0]
["02010401","5695EA04160","합성수지가요전선관","CD 16MM","M",1302.1,{"$nulls":8},"",null,null,0,0,0]
["02010401","5695EA05160","후렉시블전선관","16MM","M",1.5,{"$nulls":8},"",null,null,0,0,0]
["02010401","59753017043","1종가요관 부속품","박스커넥터, 16 mm 비방수","개",2,{"$nulls":8},"",null,null,0,0,0]
["02010401","59759017061","강재전선관용 부품","노말밴드, 아연도 28 mm","개",1,{"$nulls":8},"",null,null,0,0,0]
["02010401","CSES0020004","경질비닐전선관용 부품","노말밴드,HI 28C","EA",5,{"$nulls":8},"",null,null,0,0,0]
["02010401","5695EA11010","PVC박스 신설","HI SW박스 1G","개",3,{"$nulls":8},"",null,null,0,0,0]
["02010401","5695EA11011","PVC박스 신설","HI SW박스 2G","개",23,{"$nulls":8},"",null,null,0,0,0]
["02010401","5695EA11013","PVC박스 신설","HI 콘크리트8각 75","개",298,{"$nulls":8},"",null,null,0,0,0]
["02010401","5695EH01090","조인트박스설치","100x100x50","개",1,{"$nulls":8},"",null,null,0,0,0]
["02010401","5695EB02010","관내배선","HIV 1.2mm","M",2863.6,{"$nulls":8},"",null,null,0,0,0]
["02010401","5695EB02011","관내배선","HIV 1.6mm","M",541.1,{"$nulls":8},"",null,null,0,0,0]
["02010401","5695EB02012","관내배선","HIV 2.0mm","M",690.3,{"$nulls":8},"",null,null,0,0,0]
["02010401","5695EB02014","관내배선","HIV 5.5㎟","M",98.4,{"$nulls":8},"",null,null,0,0,0]
["02010401","5695EB03071","관내배선","GV 2.0mm","M",29.1,{"$nulls":8},"",null,null,0,0,0]
["02010401","5695EC12011","제어용케이블신설","CVV 1.2mm x1C","M",83.9,{"$nulls":8},"",null,null,0,0,0]
["02010401","5695EG05010","감지기","차동식","개",205,{"$nulls":8},"",null,null,0,0,0]
["02010401","5695EG05011","감지기","정온식","개",88,{"$nulls":8},"",null,null,0,0,0]
["02010401","5695EG05012","감지기","연기식","개",5,{"$nulls":8},"",null,null,0,0,0]
["02010401","5695EG04013","피난구유도등","중형","개",18,{"$nulls":8},"",null,null,0,0,0]
["02010401","5695EG04010","통로유도등","소형","개",8,{"$nulls":8},"",null,null,0,0,0]
["02010401","5695EG04500","통로유도표지","소형","개",9,{"$nulls":8},"",null,null,0,0,0]
["02010401","5695EG04501","피난구유도표지","소형","개",10,{"$nulls":8},"",null,null,0,0,0]
["02010401","5695N050303","R형 중계기","2/2","SET",18,{"$nulls":8},""]
["02010401","5695EG07110","비상콘센트","소화전내장형","개",5,{"$nulls":8},"",null,null,0,0,0]
["02010401","5695EG06020","비상경보세트","내장형","식",16,{"$nulls":8},"",null,null,0,0,0]
["02010401","5695N050302","중계기전원반","15A","SET",1,{"$nulls":8},""]
["02010401","56950120028","파이프행가"," 28 C","개소",4,{"$nulls":8},"",null,null,0,0,0]
{"$rows_empty":19}
[null,null,"[ 합           계 ]"]
[null,null,"02010402  방송설비공사"]
["02010402","5695EA01141","PVC PIPE 배관","HI 16MM","M",50.1,{"$nulls":8},"",null,null,0,0,0]
["02010402","5695EA02161","강제전선관배관","아연도 22MM","M",3.2,{"$nulls":8},"",null,null,0,0,0]
["02010402","5695EA04160","합성수지가요전선관","CD 16MM","M",523.8,{"$nulls":8},"",null,null,0,0,0]
["02010402","5695EA05160","후렉시블전선관","16MM","M",88,{"$nulls":8},"",null,null,0,0,0]
["02010402","59753017043","1종가요관 부속품","박스커넥터, 16 mm 비방수","개",176,{"$nulls":8},"",null,null,0,0,0]
["02010402","59759017052","강재전선관용 부품","파이프크램프, 22 C","개",2,{"$nulls":8},"",null,null,0,0,0]
["02010402","5695EA11012","PVC박스 신설","HI 콘크리트4각 75","개",1,{"$nulls":8},"",null,null,0,0,0]
["02010402","5695EA11013","PVC박스 신설","HI 콘크리트8각 75","개",88,{"$nulls":8},"",null,null,0,0,0]
["02010402","5695EB02010","관내배선","HIV 1.2mm","M",1500.8,{"$nulls":8},"",null,null,0,0,0]
["02010402","5695TN04010","스피커","4각형 1W/3.5IN","개",88,{"$nulls":8},"",null,null,0,0,0]
["02010402","5695TN04014","스피커","벽부용 3W","개",1,{"$nulls":8},"",null,null,0,0,0]
["02010402","5695CSE1098","파이프지지","W 50","개소",2,{"$nulls":8},"",null,null,0,0,0]
{"$rows_empty":12}
[null,null,"[ 합           계 ]"]
[null,null,"02010501  소방설비공사"]
["02010501","5695EA01141","PVC PIPE 배관","HI 16MM","M",206.4,{"$nulls":8},"",null,null,0,0,0]
["02010501","5695EA01142","PVC PIPE 배관","HI 22MM","M",120.2,{"$nulls":8},"",null,null,0,0,0]
["02010501","5695EA01143","PVC PIPE 배관","HI 28MM","M",100.7,{"$nulls":8},"",null,null,0,0,0]
["02010501","5695EA02162","강제전선관배관","아연도 28MM","M",1,{"$nulls":8},"",null,null,0,0,0]
["02010501","5695EA04160","합성수지가요전선관","CD 16MM","M",1269.1,{"$nulls":8},"",null,null,0,0,0]
["02010501","5695EA05160","후렉시블전선관","16MM","M",1.5,{"$nulls":8},"",null,null,0,0,0]
["02010501","59753017043","1종가요관 부속품","박스커넥터, 16 mm 비방수","개",2,{"$nulls":8},"",null,null,0,0,0]
["02010501","59759017061","강재전선관용 부품","노말밴드, 아연도 28 mm","개",1,{"$nulls":8},"",null,null,0,0,0]
["02010501","CSES0020004","경질비닐전선관용 부품","노말밴드,HI 28C","EA",9,{"$nulls":8},"",null,null,0,0,0]
["02010501","5695EA11010","PVC박스 신설","HI SW박스 1G","개",6,{"$nulls":8},"",null,null,0,0,0]
["02010501","5695EA11011","PVC박스 신설","HI SW박스 2G","개",20,{"$nulls":8},"",null,null,0,0,0]
["02010501","5695EA11013","PVC박스 신설","HI 콘크리트8각 75","개",299,{"$nulls":8},"",null,null,0,0,0]
["02010501","5695EH01090","조인트박스설치","100x100x50","개",1,{"$nulls":8},"",null,null,0,0,0]
["02010501","5695EB02010","관내배선","HIV 1.2mm","M",3072.8,{"$nulls":8},"",null,null,0,0,0]
["02010501","5695EB02011","관내배선","HIV 1.6mm","M",935.5,{"$nulls":8},"",null,null,0,0,0]
["02010501","5695EB02012","관내배선","HIV 2.0mm","M",801.1,{"$nulls":8},"",null,null,0,0,0]
["02010501","5695EB02014","관내배선","HIV 5.5㎟","M",167.2,{"$nulls":8},"",null,null,0,0,0]
["02010501","5695EB03071","관내배선","GV 2.0mm","M",58.9,{"$nulls":8},"",null,null,0,0,0]
["02010501","5695EC12011","제어용케이블신설","CVV 1.2mm x1C","M",151,{"$nulls":8},"",null,null,0,0,0]
["02010501","5695EG05010","감지기","차동식","개",212,{"$nulls":8},"",null,null,0,0,0]
["02010501","5695EG05011","감지기","정온식","개",52,{"$nulls":8},"",null,null,0,0,0]
["02010501","5695EG05012","감지기","연기식","개",35,{"$nulls":8},"",null,null,0,0,0]
["02010501","5695EG04013","피난구유도등","중형","개",14,{"$nulls":8},"",null,null,0,0,0]
["02010501","5695EG04010","통로유도등","소형","개",12,{"$nulls":8},"",null,null,0,0,0]
["02010501","5695EG04500","통로유도표지","소형","개",18,{"$nulls":8},"",null,null,0,0,0]
["02010501","5695EG04501","피난구유도표지","소형","개",20,{"$nulls":8},"",null,null,0,0,0]
["02010501","5695N050303","R형 중계기","2/2","SET",29,{"$nulls":8},""]
["02010501","5695EG07110","비상콘센트","소화전내장형","개",6,{"$nulls":8},"",null,null,0,0,0]
["02010501","5695EG06020","비상경보세트","내장형","식",26,{"$nulls":8},"",null,null,0,0,0]
["02010501","5695N050302","중계기전원반","15A","SET",1,{"$nulls":8},""]
["02010501","56950120028","파이프행가"," 28 C","개소",1,{"$nulls":8},"",null,null,0,0,0]
{"$rows_empty":19}
[null,null,"[ 합           계 ]"]
[null,null,"02010502  방송설비공사"]
["02010502","5695EA01141","PVC PIPE 배관","HI 16MM","M",100.9,{"$nulls":8},"",null,null,0,0,0]
["02010502","5695EA02161","강제전선관배관","아연도 22MM","M",3.2,{"$nulls":8},"",null,null,0,0,0]
["02010502","5695EA04160","합성수지가요전선관","CD 16MM","M",426.3,{"$nulls":8},"",null,null,0,0,0]
["02010502","5695EA05160","후렉시블전선관","16MM","M",52,{"$nulls":8},"",null,null,0,0,0]
["02010502","59753017043","1종가요관 부속품","박스커넥터, 16 mm 비방수","개",104,{"$nulls":8},"",null,null,0,0,0]
["02010502","59759017052","강재전선관용 부품","파이프크램프, 22 C","개",2,{"$nulls":8},"",null,null,0,0,0]
["02010502","5695EA11012","PVC박스 신설","HI 콘크리트4각 75","개",2,{"$nulls":8},"",null,null,0,0,0]
["02010502","5695EA11013","PVC박스 신설","HI 콘크리트8각 75","개",52,{"$nulls":8},"",null,null,0,0,0]
["02010502","5695EB02010","관내배선","HIV 1.2mm","M",1418.1,{"$nulls":8},"",null,null,0,0,0]
["02010502","5695TN04010","스피커","4각형 1W/3.5IN","개",52,{"$nulls":8},"",null,null,0,0,0]
["02010502","5695TN04014","스피커","벽부용 3W","개",2,{"$nulls":8},"",null,null,0,0,0]
["02010502","5695CSE1098","파이프지지","W 50","개소",2,{"$nulls":8},"",null,null,0,0,0]
{"$rows_empty":12}
[null,null,"[ 합           계 ]"]
[null,null,"02010601  소방설비공사"]
["02010601","5695EA01141","PVC PIPE 배관","HI 16MM","M",99.1,{"$nulls":8},"",null,null,0,0,0]
["02010601","5695EA01142","PVC PIPE 배관","HI 22MM","M",57.2,{"$nulls":8},"",null,null,0,0,0]
["02010601","5695EA01143","PVC PIPE 배관","HI 28MM","M",44.8,{"$nulls":8},"",null,null,0,0,0]
["02010601","5695EA02162","강제전선관배관","아연도 28MM","M",1,{"$nulls":8},"",null,null,0,0,0]
["02010601","5695EA04160","합성수지가요전선관","CD 16MM","M",844.3,{"$nulls":8},"",null,null,0,0,0]
["02010601","5695EA05160","후렉시블전선관","16MM","M",1.5,{"$nulls":8},"",null,null,0,0,0]
["02010601","59753017043","1종가요관 부속품","박스커넥터, 16 mm 비방수","개",2,{"$nulls":8},"",null,null,0,0,0]
["02010601","59759017061","강재전선관용 부품","노말밴드, 아연도 28 mm","개",1,{"$nulls":8},"",null,null,0,0,0]
["02010601","CSES0020004","경질비닐전선관용 부품","노말밴드,HI 28C","EA",5,{"$nulls":8},"",null,null,0,0,0]
["02010601","5695EA11010","PVC박스 신설","HI SW박스 1G","개",3,{"$nulls":8},"",null,null,0,0,0]
["02010601","5695EA11011","PVC박스 신설","HI SW박스 2G","개",14,{"$nulls":8},"",null,null,0,0,0]
["02010601","5695EA11013","PVC박스 신설","HI 콘크리트8각 75","개",184,{"$nulls":8},"",null,null,0,0,0]
["02010601","5695EH01090","조인트박스설치","100x100x50","개",1,{"$nulls":8},"",null,null,0,0,0]
["02010601","5695EB02010","관내배선","HIV 1.2mm","M",2618.2,{"$nulls":8},"",null,null,0,0,0]
["02010601","5695EB02011","관내배선","HIV 1.6mm","M",462.5,{"$nulls":8},"",null,null,0,0,0]
["02010601","5695EB02012","관내배선","HIV 2.0mm","M",488.7,{"$nulls":8},"",null,null,0,0,0]
["02010601","5695EB02014","관내배선","HIV 5.5㎟","M",81.4,{"$nulls":8},"",null,null,0,0,0]
["02010601","5695EB03071","관내배선","GV 2.0mm","M",23.4,{"$nulls":8},"",null,null,0,0,0]
["02010601","5695EC12011","제어용케이블신설","CVV 1.2mm x1C","M",72.2,{"$nulls":8},"",null,null,0,0,0]
["02010601","5695EG05010","감지기","차동식","개",149,{"$nulls":8},"",null,null,0,0,0]
["02010601","5695EG05011","감지기","정온식","개",30,{"$nulls":8},"",null,null,0,0,0]
["02010601","5695EG05012","감지기","연기식","개",5,{"$nulls":8},"",null,null,0,0,0]
["02010601","5695EG04013","피난구유도등","중형","개",9,{"$nulls":8},"",null,null,0,0,0]
["02010601","5695EG04010","통로유도등","소형","개",8,{"$nulls":8},"",null,null,0,0,0]
["02010601","5695EG04500","통로유도표지","소형","개",9,{"$nulls":8},"",null,null,0,0,0]
["02010601","5695EG04501","피난구유도표지","소형","개",10,{"$nulls":8},"",null,null,0,0,0]
["02010601","5695N050303","R형 중계기","2/2","SET",17,{"$nulls":8},""]
["02010601","5695EG07110","비상콘센트","소화전내장형","개",5,{"$nulls":8},"",null,null,0,0,0]
["02010601","5695EG06020","비상경보세트","내장형","식",15,{"$nulls":8},"",null,null,0,0,0]
["02010601","5695N050302","중계기전원반","15A","SET",1,{"$nulls":8},""]
["02010601","56950120028","파이프행가"," 28 C","개소",1,{"$nulls":8},"",null,null,0,0,0]
{"$rows_empty":19}
[null,null,"[ 합           계 ]"]
[null,null,"02010602  방송설비공사"]
["02010602","5695EA01141","PVC PIPE 배관","HI 16MM","M",42.8,{"$nulls":8},"",null,null,0,0,0]
["02010602","5695EA02161","강제전선관배관","아연도 22MM","M",3.2,{"$nulls":8},"",null,null,0,0,0]
["02010602","5695EA04160","합성수지가요전선관","CD 16MM","M",332.4,{"$nulls":8},"",null,null,0,0,0]
["02010602","5695EA05160","후렉시블전선관","16MM","M",30,{"$nulls":8},"",null,null,0,0,0]
["02010602","59753017043","1종가요관 부속품","박스커넥터, 16 mm 비방수","개",60,{"$nulls":8},"",null,null,0,0,0]
["02010602","59759017052","강재전선관용 부품","파이프크램프, 22 C","개",2,{"$nulls":8},"",null,null,0,0,0]
["02010602","5695EA11012","PVC박스 신설","HI 콘크리트4각 75","개",1,{"$nulls":8},"",null,null,0,0,0]
["02010602","5695EA11013","PVC박스 신설","HI 콘크리트8각 75","개",44,{"$nulls":8},"",null,null,0,0,0]
["02010602","5695EB02010","관내배선","HIV 1.2mm","M",940.2,{"$nulls":8},"",null,null,0,0,0]
["02010602","5695TN04010","스피커","4각형 1W/3.5IN","개",44,{"$nulls":8},"",null,null,0,0,0]
["02010602","5695TN04014","스피커","벽부용 3W","개",1,{"$nulls":8},"",null,null,0,0,0]
["02010602","5695CSE1098","파이프지지","W 50","개소",2,{"$nulls":8},"",null,null,0,0,0]
{"$rows_empty":12}
[null,null,"[ 합           계 ]"]
[null,null,"02020101  소방설비공사"]
["02020101","5695EA01141","PVC PIPE 배관","HI 16MM","M",394.8,{"$nulls":8},"",null,null,0,0,0]
["02020101","5695EA01142","PVC PIPE 배관","HI 22MM","M",200.3,{"$nulls":8},""]
["02020101","5695EA02162","강제전선관배관","아연도 28MM","M",4.7,{"$nulls":8},""]
["02020101","5695EA04160","합성수지가요전선관","CD 16MM","M",54.1,{"$nulls":8},""]
["02020101","5695EA05160","후렉시블전선관","16MM","M",6,{"$nulls":8},"",null,null,0,0,0]
["02020101","59753017043","1종가요관 부속품","박스커넥터, 16 mm 비방수","개",8,{"$nulls":8},"",null,null,0,0,0]
["02020101","59759017061","강재전선관용 부품","노말밴드, 아연도 28 mm","개",1,{"$nulls":8},""]
["02020101","5695EA11010","PVC박스 신설","HI SW박스 1G","개",14,{"$nulls":8},"",null,null,0,0,0]
["02020101","5695EA11011","PVC박스 신설","HI SW박스 2G","개",9,{"$nulls":8},"",null,null,0,0,0]
["02020101","5695EA11013","PVC박스 신설","HI 콘크리트8각 75","개",9,{"$nulls":8},"",null,null,0,0,0]
["02020101","5695EH01699","PULL BOX","100x100x100","개",2,{"$nulls":8},"",null,null,0,0,0]
["02020101","5695EB02010","관내배선","HIV 1.2mm","M",873.5,{"$nulls":8},"",null,null,0,0,0]
["02020101","5695EB02011","관내배선","HIV 1.6mm","M",878.4,{"$nulls":8},"",null,null,0,0,0]
["02020101","5695EB02012","관내배선","HIV 2.0mm","M",428.6,{"$nulls":8},"",null,null,0,0,0]
["02020101","5695EB02014","관내배선","HIV 5.5㎟","M",14.2,{"$nulls":8},"",null,null,0,0,0]
["02020101","5695EB03070","관내배선","GV 1.6mm","M",7.1,{"$nulls":8},""]
["02020101","5695EC12011","제어용케이블신설","CVV 1.2mm x1C","M",214.3,{"$nulls":8},""]
["02020101","5695EG05010","감지기","차동식","개",2,{"$nulls":8},"",null,null,0,0,0]
["02020101","5695EG05011","감지기","정온식","개",5,{"$nulls":8},"",null,null,0,0,0]
["02020101","5695EG05012","감지기","연기식","개",2,{"$nulls":8},"",null,null,0,0,0]
["02020101","5695EG04013","피난구유도등","중형","개",6,{"$nulls":8},"",null,null,0,0,0]
["02020101","5695EG04010","통로유도등","소형","개",10,{"$nulls":8},"",null,null,0,0,0]
["02020101","5695N050303","R형 중계기","2/2","SET",8,{"$nulls":8},""]
["02020101","5695EG06130","싸이렌","전자식","개",7,{"$nulls":8},"",null,null,0,0,0]
["02020101","5695EG06022","비상경보세트(노출형)","단독형","식",7,{"$nulls":8},"",null,null,0,0,0]
["02020101","5695N050302","중계기전원반","15A","SET",1,{"$nulls":8},""]
["02020101","56950120028","파이프행가"," 28 C","개소",2,{"$nulls":8},""]
{"$rows_empty":23}
[null,null,"[ 합           계 ]"]
[null,null,"02020102  무선통신보조설비공사"]
["02020102","5695EA02162","강제전선관배관","아연도 28MM","M",51,{"$nulls":8},"",null,null,0,0,0]
["02020102","5695EA02163","강제전선관배관","아연도 36MM","M",6.4,{"$nulls":8},""]
["02020102","59759017061","강재전선관용 부품","노말밴드, 아연도 28 mm","개",6,{"$nulls":8},"",null,null,0,0,0]
["02020102","59759017062","강재전선관용 부품","노말밴드, 아연도 36 mm","개",2,{"$nulls":8},""]
["02020102","59759017053","강재전선관용 부품","파이프크램프, 28 C","개",5,{"$nulls":8},"",null,null,0,0,0]
["02020102","5695TN23120","누설동축케이블","RFCX-22D","개",278.9,{"$nulls":8},""]
["02020102","5695TN23122","누설동축케이블","LDF-12D-4F","개",8.4,{"$nulls":8},""]
["02020102","5695TB70006","동축케이블","ECX(10D-2V)","M",213.4,{"$nulls":8},"",null,null,0,0,0]
["02020102","CSES0080106","RADIAX CONNECTOR","RFCX-22D","개",4,{"$nulls":8},""]
["02020102","CSES0080109","LDF CONNECTOR","LDF-12D-4F","개",2,{"$nulls":8},"",null,null,0,0,0]
["02020102","CSES0080108","ECX CONNECTOR","ECX 10D-2V","개",10,{"$nulls":8},"",null,null,0,0,0]
["02020102","5695TN21140","SPLITTER","2 WAY","개",1,{"$nulls":8},""]
["02020102","5695TN21210","DISTRIBUTOR","2 WAY","개",1,{"$nulls":8},"",null,null,0,0,0]
["02020102","5695TN21250","무선접속단자함","210x280x120","개",2,{"$nulls":8},"",null,null,0,0,0]
["02020102","5695TN21330","DUMMY LOAD","50 OHM","개",2,{"$nulls":8},"",null,null,0,0,0]
["02020102","CSES0080125","SUSPENSION  CLAMP","천정부착용","SET",186,{"$nulls":8},"",null,null,0,0,0]
["02020102","CSES0080132","DEAD END BRAKET","천정부착용","SET",22,{"$nulls":8},"",null,null,0,0,0]
["02020102","56950120028","파이프행가"," 28 C","개소",20,{"$nulls":8},"",null,null,0,0,0]
["02020102","56950120036","파이프행가"," 36 C","개소",1,{"$nulls":8},""]
["02020102","56950140130","파이프지지대"," W150","개소",2,{"$nulls":8},""]
[]
[]
[]
[]
[null,null,"[ 합           계 ]"]
[null,null,"02020103  방송설비공사"]
["02020103","5695EA04160","합성수지가요전선관","CD 16MM","M",261.5,{"$nulls":8},""]
["02020103","5695EA05160","후렉시블전선관","16MM","M",1,{"$nulls":8},""]
["02020103","59753017043","1종가요관 부속품","박스커넥터, 16 mm 비방수","개",2,{"$nulls":8},""]
["02020103","5695EA11012","PVC박스 신설","HI 콘크리트4각 75","개",12,{"$nulls":8},""]
["02020103","5695EA11013","PVC박스 신설","HI 콘크리트8각 75","개",1,{"$nulls":8},"",null,null,0,0,0]
["02020103","5695EB02010","관내배선","HIV 1.2mm","M",532.5,{"$nulls":8},"",null,null,0,0,0]
["02020103","5695EB02011","관내배선","HIV 1.6mm","M",2,{"$nulls":8},""]
["02020103","5695TN04013","스피커","천정용 3W","개",1,{"$nulls":8},"",null,null,0,0,0]
["02020103","5695TN04014","스피커","벽부용 3W","개",12,{"$nulls":8},"",null,null,0,0,0]
["02020103","5695TM04016","약전단자함","10P(SUS)","개",1,{"$nulls":8},"",null,null,0,0,0]
{"$rows_empty":14}
[null,null,"[ 합           계 ]"]
[null,null,"02020201  소방설비공사"]
["02020201","5695EA01141","PVC PIPE 배관","HI 16MM","M",202.7,{"$nulls":8},"",null,null,0,0,0]
["02020201","5695EA01142","PVC PIPE 배관","HI 22MM","M",61.3,{"$nulls":8},"",null,null,0,0,0]
["02020201","5695EA02162","강제전선관배관","아연도 28MM","M",15.7,{"$nulls":8},""]
["02020201","5695EA05160","후렉시블전선관","16MM","M",3,{"$nulls":8},"",null,null,0,0,0]
["02020201","59753017043","1종가요관 부속품","박스커넥터, 16 mm 비방수","개",4,{"$nulls":8},"",null,null,0,0,0]
["02020201","59759017061","강재전선관용 부품","노말밴드, 아연도 28 mm","개",1,{"$nulls":8},""]
["02020201","5695EA11010","PVC박스 신설","HI SW박스 1G","개",5,{"$nulls":8},"",null,null,0,0,0]
["02020201","5695EA11011","PVC박스 신설","HI SW박스 2G","개",6,{"$nulls":8},"",null,null,0,0,0]
["02020201","5695EH01699","PULL BOX","100x100x100","개",1,{"$nulls":8},"",null,null,0,0,0]
["02020201","5695EB02010","관내배선","HIV 1.2mm","M",195.9,{"$nulls":8},"",null,null,0,0,0]
["02020201","5695EB02011","관내배선","HIV 1.6mm","M",453.3,{"$nulls":8},"",null,null,0,0,0]
["02020201","5695EB02012","관내배선","HIV 2.0mm","M",130.6,{"$nulls":8},"",null,null,0,0,0]
["02020201","5695EB02014","관내배선","HIV 5.5㎟","M",14.8,{"$nulls":8},"",null,null,0,0,0]
["02020201","5695EB03070","관내배선","GV 1.6mm","M",7.4,{"$nulls":8},"",null,null,0,0,0]
["02020201","5695EC12011","제어용케이블신설","CVV 1.2mm x1C","M",65.3,{"$nulls":8},"",null,null,0,0,0]
["02020201","5695EG04013","피난구유도등","중형","개",3,{"$nulls":8},"",null,null,0,0,0]
["02020201","5695EG04010","통로유도등","소형","개",6,{"$nulls":8},"",null,null,0,0,0]
["02020201","5695N050303","R형 중계기","2/2","SET",3,{"$nulls":8},""]
["02020201","5695EG06130","싸이렌","전자식","개",2,{"$nulls":8},"",null,null,0,0,0]
["02020201","5695EG06022","비상경보세트(노출형)","단독형","식",2,{"$nulls":8},"",null,null,0,0,0]
["02020201","5695N050302","중계기전원반","15A","SET",1,{"$nulls":8},""]
["02020201","56950120028","파이프행가"," 28 C","개소",9,{"$nulls":8},""]
[]
[]
[null,null,"[ 합           계 ]"]
[null,null,"02020202  방송설비공사"]
["02020202","5695EA04160","합성수지가요전선관","CD 16MM","M",87.2,{"$nulls":8},"",null,null,0,0,0]
["02020202","5695EA11012","PVC박스 신설","HI 콘크리트4각 75","개",4,{"$nulls":8},"",null,null,0,0,0]
["02020202","5695EB02010","관내배선","HIV 1.2mm","M",178.5,{"$nulls":8},"",null,null,0,0,0]
["02020202","5695TN04014","스피커","벽부용 3W","개",4,{"$nulls":8},"",null,null,0,0,0]
["02020202","5695TM04016","약전단자함","10P(SUS)","개",1,{"$nulls":8},"",null,null,0,0,0]
{"$rows_empty":19}
[null,null,"[ 합           계 ]"]
[null,null,"02020301  소방설비공사"]
["02020301","5695EA04160","합성수지가요전선관","CD 16MM","M",67.7,{"$nulls":8},"",null,null,0,0,0]
["02020301","5695EA11013","PVC박스 신설","HI 콘크리트8각 75","개",12,{"$nulls":8},"",null,null,0,0,0]
["02020301","5695EB02010","관내배선","HIV 1.2mm","M",229.3,{"$nulls":8},"",null,null,0,0,0]
["02020301","5695EG05010","감지기","차동식","개",9,{"$nulls":8},"",null,null,0,0,0]
["02020301","5695EG05012","감지기","연기식","개",3,{"$nulls":8},"",null,null,0,0,0]
{"$rows_empty":19}
[null,null,"[ 합           계 ]"]
[null,null,"02020302  방송설비공사"]
["02020302","5695EA04160","합성수지가요전선관","CD 16MM","M",56.3,{"$nulls":8},"",null,null,0,0,0]
["02020302","5695EA05160","후렉시블전선관","16MM","M",10,{"$nulls":8},"",null,null,0,0,0]
["02020302","59753017043","1종가요관 부속품","박스커넥터, 16 mm 비방수","개",20,{"$nulls":8},"",null,null,0,0,0]
["02020302","5695EA11013","PVC박스 신설","HI 콘크리트8각 75","개",10,{"$nulls":8},"",null,null,0,0,0]
["02020302","5695EB02010","관내배선","HIV 1.2mm","M",146.3,{"$nulls":8},"",null,null,0,0,0]
["02020302","5695TN04013","스피커","천정용 3W","개",10,{"$nulls":8},"",null,null,0,0,0]
{"$rows_empty":18}
[null,null,"[ 합           계 ]"]
[null,null,"02020401  소방설비공사"]
["02020401","5695EA04160","합성수지가요전선관","CD 16MM","M",44.1,{"$nulls":8},"",null,null,0,0,0]
["02020401","5695EA11013","PVC박스 신설","HI 콘크리트8각 75","개",7,{"$nulls":8},"",null,null,0,0,0]
["02020401","5695EB02010","관내배선","HIV 1.2mm","M",96.4,{"$nulls":8},"",null,null,0,0,0]
["02020401","5695EG05010","감지기","차동식","개",6,{"$nulls":8},"",null,null,0,0,0]
["02020401","5695EG05011","감지기","정온식","개",1,{"$nulls":8},""]
{"$rows_empty":19}
[null,null,"[ 합           계 ]"]
[null,null,"02020402  방송설비공사"]
["02020402","5695EA04160","합성수지가요전선관","CD 16MM","M",40.4,{"$nulls":8},"",null,null,0,0,0]
["02020402","5695EA05160","후렉시블전선관","16MM","M",7,{"$nulls":8},"",null,null,0,0,0]
["02020402","59753017043","1종가요관 부속품","박스커넥터, 16 mm 비방수","개",14,{"$nulls":8},"",null,null,0,0,0]
["02020402","5695EA11013","PVC박스 신설","HI 콘크리트8각 75","개",7,{"$nulls":8},"",null,null,0,0,0]
["02020402","5695EB02010","관내배선","HIV 1.2mm","M",106.8,{"$nulls":8},"",null,null,0,0,0]
["02020402","5695TN04013","스피커","천정용 3W","개",7,{"$nulls":8},"",null,null,0,0,0]
{"$rows_empty":18}
[null,null,"[ 합           계 ]"]
[null,null,"02020501  옥외소방간선공사"]
["02020501","5695EA01142","PVC PIPE 배관","HI 22MM","M",24.5,{"$nulls":8},"",null,null,0,0,0]
["02020501","5695EA01143","PVC PIPE 배관","HI 28MM","M",36.9,{"$nulls":8},""]
["02020501","5695EA01144","PVC PIPE 배관","HI 36MM","M",6.2,{"$nulls":8},""]
["02020501","5695EA02161","강제전선관배관","아연도 22MM","M",1,{"$nulls":8},"",null,null,0,0,0]
["02020501","5695EA02162","강제전선관배관","아연도 28MM","M",2,{"$nulls":8},""]
["02020501","5695EA02163","강제전선관배관","아연도 36MM","M",1,{"$nulls":8},""]
["02020501","5695EA05161","후렉시블전선관","22MM","M",1,{"$nulls":8},""]
["02020501","59753017044","1종가요관 부속품","박스커넥터, 22 mm 비방수","개",2,{"$nulls":8},""]
["02020501","59759017061","강재전선관용 부품","노말밴드, 아연도 28 mm","개",3,{"$nulls":8},""]
["02020501","CSES0020004","경질비닐전선관용 부품","노말밴드,HI 28C","EA",5,{"$nulls":8},""]
["02020501","CSES0020005","경질비닐전선관용 부품","노말밴드,HI 36C","EA",1,{"$nulls":8},""]
["02020501","5695EH01090","조인트박스설치","100x100x50","개",1,{"$nulls":8},""]
["02020501","5695EH01697","PULL BOX","100x100x50","개",13,{"$nulls":8},""]
["02020501","5695EC12011","제어용케이블신설","CVV 1.2mm x1C","M",1821.6,{"$nulls":8},""]
["02020501","5695EC12033","제어용케이블신설","CVV 1.2mm x3C","M",1191.8,{"$nulls":8},""]
["02020501","5695EC12059","제어용케이블신설","CVV 1.6㎟ x6C","M",117.4,{"$nulls":8},""]
["02020501","5695EC12149","제어용케이블신설","CVV 1.6㎟ x15C","M",107.9,{"$nulls":8},""]
["02020501","56950240050","관로구방수","D50","개소",2,{"$nulls":8},""]
["02020501","56950120028","파이프행가"," 28 C","개소",3,{"$nulls":8},""]
["02020501","56950120036","파이프행가"," 36 C","개소",1,{"$nulls":8},""]
["02020501","5695N050301","부 수신기","10 CCT","SET",2,{"$nulls":8},""]
["02020501","5695N050300","R형 수신기","1000/1000","SET",1,{"$nulls":8},""]
[]
[]
[null,null,"[ 합           계 ]"]
[null,null,"02020502  옥외방송간선공사"]
["02020502","5695EA01142","PVC PIPE 배관","HI 22MM","M",70.4,{"$nulls":8},""]
["02020502","5695EA01143","PVC PIPE 배관","HI 28MM","M",14.4,{"$nulls":8},""]
["02020502","5695EA02161","강제전선관배관","아연도 22MM","M",3,{"$nulls":8},""]
["02020502","CSES0020004","경질비닐전선관용 부품","노말밴드,HI 28C","EA",2,{"$nulls":8},""]
["02020502","5695EH01090","조인트박스설치","100x100x50","개",6,{"$nulls":8},""]
["02020502","5695EC20020","제어용케이블신설","CVVS 2.0㎟ x2C","M",176.6,{"$nulls":8},""]
["02020502","5695EC20030","제어용케이블신설","CVVS 2.0㎟ x3C","M",1051.4,{"$nulls":8},""]
["02020502","5695TB61108","케이블","CPEV 0.65*10P","M",292.8,{"$nulls":8},""]
["02020502","56950240050","관로구방수","D50","개소",8,{"$nulls":8},"",null,null,0,0,0]
["02020502","5695N050310","전관방송설비","850W","SET",1,{"$nulls":8},""]
{"$rows_empty":14}
[null,null,"[ 합           계 ]"]
[null,null,"02020503  옥외방송설비공사"]
["02020503","5695EA01142","PVC PIPE 배관","HI 22MM","M",25.5,{"$nulls":8},""]
["02020503","5695EA02161","강제전선관배관","아연도 22MM","M",3,{"$nulls":8},""]
["02020503","5695EH01697","PULL BOX","100x100x50","개",9,{"$nulls":8},"",null,null,0,0,0]
["02020503","5695EC20020","제어용케이블신설","CVVS 2.0㎟ x2C","M",404.6,{"$nulls":8},""]
["02020503","5695TN04015","컬럼스피커","옥외용 10W","개",3,{"$nulls":8},""]
{"$rows_empty":19}
[null,null,"[ 합           계 ]"]
[null,null,"020301  소방설비공사"]
["020301","5695EA04160","합성수지가요전선관","CD 16MM","M",30.6,{"$nulls":8},""]
["020301","5695EA11010","PVC박스 신설","HI SW박스 1G","개",2,{"$nulls":8},""]
["020301","5695EA11011","PVC박스 신설","HI SW박스 2G","개",1,{"$nulls":8},""]
["020301","5695EB02012","관내배선","HIV 2.0mm","M",97.1,{"$nulls":8},""]
["020301","5695EG04013","피난구유도등","중형","개",3,{"$nulls":8},""]
{"$rows_empty":19}
[null,null,"[ 합           계 ]"]
[null,null,"020302  방송설비공사"]
["020302","5695EA04160","합성수지가요전선관","CD 16MM","M",30.1,{"$nulls":8},""]
["020302","5695EA05160","후렉시블전선관","16MM","M",6,{"$nulls":8},""]
["020302","59753017043","1종가요관 부속품","박스커넥터, 16 mm 비방수","개",12,{"$nulls":8},""]
["020302","5695EA11013","PVC박스 신설","HI 콘크리트8각 75","개",6,{"$nulls":8},""]
["020302","5695EB02011","관내배선","HIV 1.6mm","M",77.5,{"$nulls":8},""]
["020302","5695TN04013","스피커","천정용 3W","개",6,{"$nulls":8},""]
{"$rows_empty":18}
[null,null,"[ 합           계 ]"]
["End Of File(Ver 6.0)"]
[null,null,"A,B행과 마지막열은 지우지 마시오"]